## Instructions
Please use this workbook to request approval for each desired analyte/matrix/method. Please do not make any changes to the pre-filled in cells. If you can't find the analyte/matrix/method you are looking for, please use the "Additional Analytes Requested" worksheet.
For each desired analyte/matrix/method requested, please fill out each of the highlighted yellow columns. If you do not have LOD data, then enter a "-" in that column
This workbook is unlocked for the maximum convenience of the user. Unfortunately this also means that it is easy to introduce errors. Feel free to sort the data rows to suit you needs. HOWEVER, please use care to select all columns when sorting data so analytes, matrices, and methods don't get mixed up.
Please do not delete any cells, rows, or columns in any of the worksheets
The Out of Scope worksheet lists analyte/matrix/methods that have been requested in the past, but are outside the scope of the CS-LAP. If requested, they will not appear on your approved scope. If there is a project-specific reason that you need approval for something on the Out of Scope worksheet, please contact the CS-LAP.
Application spreadsheet version May 2024

## Analytes
Requested? | CAS Number | Matrix | Hazardous Substance | Method | Extraction Method(s) | LOQ | LOD | DL | DoD-ELAP Accreditation Body | DoD-ELAP Expiration Date | NELAP Accreditation Body | NELAP Expiration Date | Secondary NELAP Acreditation Bodies | Secondary NELAP Expiration Date | Alternate Name | ANAB Name | ORELAP Name | MN DoH Name | CAS Number
Yes or No |  | Air, Soil, or Water |  |  | List all methods used by method number | Soil (mg/kg) Water (ug/L) Air (ug/m^3) | Soil (mg/kg) Water (ug/L) Air (ug/m^3) | Soil (mg/kg) Water (ug/L) Air (ug/m^3)
| 120226-60-0 | Soil | 10:2 Fluorotelomer sulfonic acid (10:2 FTS) | 1633 | [10 empty] | 10:2 Fluorotelomer sulfonic acid | 10:2 Fluorotelomer sulfonic acid |  |  | 120226600
| 120226-60-0 | Water | 10:2 Fluorotelomer sulfonic acid (10:2 FTS) | 1633 | [10 empty] | 10:2 Fluorotelomer sulfonic acid | 10:2 Fluorotelomer sulfonic acid |  |  | 120226600
| 120226-60-0 | Soil | 10:2 Fluorotelomer sulfonic acid (10:2 FTS) | 537 mod | [10 empty] | 10:2 Fluorotelomer sulfonic acid | 10:2 Fluorotelomer sulfonic acid |  |  | 120226600
| 120226-60-0 | Water | 10:2 Fluorotelomer sulfonic acid (10:2 FTS) | 537 mod | [10 empty] | 10:2 Fluorotelomer sulfonic acid | 10:2 Fluorotelomer sulfonic acid |  |  | 120226600
| 120226-60-0 | Soil | 10:2 Fluorotelomer sulfonic acid (10:2 FTS) | 537.1 | [10 empty] | 10:2 Fluorotelomer sulfonic acid | 10:2 Fluorotelomer sulfonic acid |  |  | 120226600
| 120226-60-0 | Water | 10:2 Fluorotelomer sulfonic acid (10:2 FTS) | 537.1 | [10 empty] | 10:2 Fluorotelomer sulfonic acid | 10:2 Fluorotelomer sulfonic acid |  |  | 120226600
| 120226-60-0 | Soil | 10:2 Fluorotelomer sulfonic acid (10:2 FTS) | Draft 1633 | [10 empty] | 10:2 Fluorotelomer sulfonic acid | 10:2 Fluorotelomer sulfonic acid |  |  | 120226600
| 120226-60-0 | Water | 10:2 Fluorotelomer sulfonic acid (10:2 FTS) | Draft 1633 | [10 empty] | 10:2 Fluorotelomer sulfonic acid | 10:2 Fluorotelomer sulfonic acid |  |  | 120226600
| 120226-60-0 | Soil | 10:2 Fluorotelomer sulfonic acid (10:2 FTS) | PFAS by LCMSMS Compliant with QSM 5.4 Table B-15 | [10 empty] | 10:2 Fluorotelomer sulfonic acid | 10:2 Fluorotelomer sulfonic acid |  |  | 120226600
| 120226-60-0 | Water | 10:2 Fluorotelomer sulfonic acid (10:2 FTS) | PFAS by LCMSMS Compliant with QSM 5.4 Table B-15 | [10 empty] | 10:2 Fluorotelomer sulfonic acid | 10:2 Fluorotelomer sulfonic acid |  |  | 120226600
| - | Soil | 10:2 Fluorotelomersulfonate | 1633 | [10 empty] | 10:2 Fluorotelomersulfonate | 10:2 Fluorotelomersulfonate
| - | Water | 10:2 Fluorotelomersulfonate | 1633 | [10 empty] | 10:2 Fluorotelomersulfonate | 10:2 Fluorotelomersulfonate
| - | Soil | 10:2 Fluorotelomersulfonate | 537 mod | [10 empty] | 10:2 Fluorotelomersulfonate | 10:2 Fluorotelomersulfonate
| - | Water | 10:2 Fluorotelomersulfonate | 537 mod | [10 empty] | 10:2 Fluorotelomersulfonate | 10:2 Fluorotelomersulfonate
| - | Soil | 10:2 Fluorotelomersulfonate | 537.1 | [10 empty] | 10:2 Fluorotelomersulfonate | 10:2 Fluorotelomersulfonate
| - | Water | 10:2 Fluorotelomersulfonate | 537.1 | [10 empty] | 10:2 Fluorotelomersulfonate | 10:2 Fluorotelomersulfonate
| - | Soil | 10:2 Fluorotelomersulfonate | Draft 1633 | [10 empty] | 10:2 Fluorotelomersulfonate | 10:2 Fluorotelomersulfonate
| - | Water | 10:2 Fluorotelomersulfonate | Draft 1633 | [10 empty] | 10:2 Fluorotelomersulfonate | 10:2 Fluorotelomersulfonate
| - | Soil | 10:2 Fluorotelomersulfonate | PFAS by LCMSMS Compliant with QSM 5.4 Table B-15 | [10 empty] | 10:2 Fluorotelomersulfonate | 10:2 Fluorotelomersulfonate
| - | Water | 10:2 Fluorotelomersulfonate | PFAS by LCMSMS Compliant with QSM 5.4 Table B-15 | [10 empty] | 10:2 Fluorotelomersulfonate | 10:2 Fluorotelomersulfonate
| 763051-92-9 | Soil | 11-chloroeicosafluoro-3-oxaundecane-1-sulfonic acid (11Cl-PF3OUdS) | 1633 | [10 empty] | 11-chloroeicosafluoro-3-oxaundecane-1-sulfonic acid (11Cl-PF3OUdS) | 11-chloroeicosafluoro-3-oxaundecane-1-sulfonic acid (11Cl-PF3OUdS) |  | 11-chloroeicosafluoro-3-oxaundecane-1-sulfonic acid (11Cl-PF3OUdS) | 763051929
| 763051-92-9 | Water | 11-chloroeicosafluoro-3-oxaundecane-1-sulfonic acid (11Cl-PF3OUdS) | 1633 | [10 empty] | 11-chloroeicosafluoro-3-oxaundecane-1-sulfonic acid (11Cl-PF3OUdS) | 11-chloroeicosafluoro-3-oxaundecane-1-sulfonic acid (11Cl-PF3OUdS) |  | 11-chloroeicosafluoro-3-oxaundecane-1-sulfonic acid (11Cl-PF3OUdS) | 763051929
| 763051-92-9 | Soil | 11-chloroeicosafluoro-3-oxaundecane-1-sulfonic acid (11Cl-PF3OUdS) | 533 | [10 empty] | 11-chloroeicosafluoro-3-oxaundecane-1-sulfonic acid (11Cl-PF3OUdS) | 11-chloroeicosafluoro-3-oxaundecane-1-sulfonic acid (11Cl-PF3OUdS) |  | 11-chloroeicosafluoro-3-oxaundecane-1-sulfonic acid (11Cl-PF3OUdS) | 763051929
| 763051-92-9 | Water | 11-chloroeicosafluoro-3-oxaundecane-1-sulfonic acid (11Cl-PF3OUdS) | 533 | [10 empty] | 11-chloroeicosafluoro-3-oxaundecane-1-sulfonic acid (11Cl-PF3OUdS) | 11-chloroeicosafluoro-3-oxaundecane-1-sulfonic acid (11Cl-PF3OUdS) |  | 11-chloroeicosafluoro-3-oxaundecane-1-sulfonic acid (11Cl-PF3OUdS) | 763051929
| 763051-92-9 | Soil | 11-chloroeicosafluoro-3-oxaundecane-1-sulfonic acid (11Cl-PF3OUdS) | 537 mod | [10 empty] | 11-chloroeicosafluoro-3-oxaundecane-1-sulfonic acid (11Cl-PF3OUdS) | 11-chloroeicosafluoro-3-oxaundecane-1-sulfonic acid (11Cl-PF3OUdS) |  | 11-chloroeicosafluoro-3-oxaundecane-1-sulfonic acid (11Cl-PF3OUdS) | 763051929
| 763051-92-9 | Water | 11-chloroeicosafluoro-3-oxaundecane-1-sulfonic acid (11Cl-PF3OUdS) | 537 mod | [10 empty] | 11-chloroeicosafluoro-3-oxaundecane-1-sulfonic acid (11Cl-PF3OUdS) | 11-chloroeicosafluoro-3-oxaundecane-1-sulfonic acid (11Cl-PF3OUdS) |  | 11-chloroeicosafluoro-3-oxaundecane-1-sulfonic acid (11Cl-PF3OUdS) | 763051929
| 763051-92-9 | Soil | 11-chloroeicosafluoro-3-oxaundecane-1-sulfonic acid (11Cl-PF3OUdS) | 537.1 | [10 empty] | 11-chloroeicosafluoro-3-oxaundecane-1-sulfonic acid (11Cl-PF3OUdS) | 11-chloroeicosafluoro-3-oxaundecane-1-sulfonic acid (11Cl-PF3OUdS) |  | 11-chloroeicosafluoro-3-oxaundecane-1-sulfonic acid (11Cl-PF3OUdS) | 763051929
| 763051-92-9 | Water | 11-chloroeicosafluoro-3-oxaundecane-1-sulfonic acid (11Cl-PF3OUdS) | 537.1 | [10 empty] | 11-chloroeicosafluoro-3-oxaundecane-1-sulfonic acid (11Cl-PF3OUdS) | 11-chloroeicosafluoro-3-oxaundecane-1-sulfonic acid (11Cl-PF3OUdS) |  | 11-chloroeicosafluoro-3-oxaundecane-1-sulfonic acid (11Cl-PF3OUdS) | 763051929
| 763051-92-9 | Soil | 11-chloroeicosafluoro-3-oxaundecane-1-sulfonic acid (11Cl-PF3OUdS) | Draft 1633 | [10 empty] | 11-chloroeicosafluoro-3-oxaundecane-1-sulfonic acid (11Cl-PF3OUdS) | 11-chloroeicosafluoro-3-oxaundecane-1-sulfonic acid (11Cl-PF3OUdS) |  | 11-chloroeicosafluoro-3-oxaundecane-1-sulfonic acid (11Cl-PF3OUdS) | 763051929
| 763051-92-9 | Water | 11-chloroeicosafluoro-3-oxaundecane-1-sulfonic acid (11Cl-PF3OUdS) | Draft 1633 | [10 empty] | 11-chloroeicosafluoro-3-oxaundecane-1-sulfonic acid (11Cl-PF3OUdS) | 11-chloroeicosafluoro-3-oxaundecane-1-sulfonic acid (11Cl-PF3OUdS) |  | 11-chloroeicosafluoro-3-oxaundecane-1-sulfonic acid (11Cl-PF3OUdS) | 763051929
| 763051-92-9 | Soil | 11-chloroeicosafluoro-3-oxaundecane-1-sulfonic acid (11Cl-PF3OUdS) | PFAS by LCMSMS Compliant with QSM 5.4 Table B-15 | [10 empty] | 11-chloroeicosafluoro-3-oxaundecane-1-sulfonic acid (11Cl-PF3OUdS) | 11-chloroeicosafluoro-3-oxaundecane-1-sulfonic acid (11Cl-PF3OUdS) |  | 11-chloroeicosafluoro-3-oxaundecane-1-sulfonic acid (11Cl-PF3OUdS) | 763051929
| 763051-92-9 | Water | 11-chloroeicosafluoro-3-oxaundecane-1-sulfonic acid (11Cl-PF3OUdS) | PFAS by LCMSMS Compliant with QSM 5.4 Table B-15 | [10 empty] | 11-chloroeicosafluoro-3-oxaundecane-1-sulfonic acid (11Cl-PF3OUdS) | 11-chloroeicosafluoro-3-oxaundecane-1-sulfonic acid (11Cl-PF3OUdS) |  | 11-chloroeicosafluoro-3-oxaundecane-1-sulfonic acid (11Cl-PF3OUdS) | 763051929
| 812-70-4 | Soil | 2H, 2H, 3H, 3H-Perfluorodecanoic acid (7:3 FTCA) | 1633 | [10 empty] | 2H, 2H, 3H, 3H-Perfluorodecanoic acid (7:3 FTCA) | 2H, 2H, 3H, 3H-Perfluorodecanoic acid (7:3 FTCA) | 2H, 2H, 3H, 3H-Perfluorodecanoic acid (7:3 FTCA) | 2H, 2H, 3H, 3H-Perfluorodecanoic acid (7:3 FTCA) | 812704
| 812-70-4 | Water | 2H, 2H, 3H, 3H-Perfluorodecanoic acid (7:3 FTCA) | 1633 | [10 empty] | 2H, 2H, 3H, 3H-Perfluorodecanoic acid (7:3 FTCA) | 2H, 2H, 3H, 3H-Perfluorodecanoic acid (7:3 FTCA) | 2H, 2H, 3H, 3H-Perfluorodecanoic acid (7:3 FTCA) | 2H, 2H, 3H, 3H-Perfluorodecanoic acid (7:3 FTCA) | 812705
| 812-70-4 | Soil | 2H, 2H, 3H, 3H-Perfluorodecanoic acid (7:3 FTCA) | Draft 1633 | [10 empty] | 2H, 2H, 3H, 3H-Perfluorodecanoic acid (7:3 FTCA) | 2H, 2H, 3H, 3H-Perfluorodecanoic acid (7:3 FTCA) | 2H, 2H, 3H, 3H-Perfluorodecanoic acid (7:3 FTCA) | 2H, 2H, 3H, 3H-Perfluorodecanoic acid (7:3 FTCA) | 812706
| 812-70-4 | Water | 2H, 2H, 3H, 3H-Perfluorodecanoic acid (7:3 FTCA) | Draft 1633 | [10 empty] | 2H, 2H, 3H, 3H-Perfluorodecanoic acid (7:3 FTCA) | 2H, 2H, 3H, 3H-Perfluorodecanoic acid (7:3 FTCA) | 2H, 2H, 3H, 3H-Perfluorodecanoic acid (7:3 FTCA) | 2H, 2H, 3H, 3H-Perfluorodecanoic acid (7:3 FTCA) | 812707
| 812-70-4 | Soil | 2H, 2H, 3H, 3H-Perfluorodecanoic acid (7:3 FTCA) | PFAS by LCMSMS Compliant with QSM 5.4 Table B-15 | [10 empty] | 2H, 2H, 3H, 3H-Perfluorodecanoic acid (7:3 FTCA) | 2H, 2H, 3H, 3H-Perfluorodecanoic acid (7:3 FTCA) | 2H, 2H, 3H, 3H-Perfluorodecanoic acid (7:3 FTCA) | 2H, 2H, 3H, 3H-Perfluorodecanoic acid (7:3 FTCA) | 812708
| 812-70-4 | Water | 2H, 2H, 3H, 3H-Perfluorodecanoic acid (7:3 FTCA) | PFAS by LCMSMS Compliant with QSM 5.4 Table B-15 | [10 empty] | 2H, 2H, 3H, 3H-Perfluorodecanoic acid (7:3 FTCA) | 2H, 2H, 3H, 3H-Perfluorodecanoic acid (7:3 FTCA) | 2H, 2H, 3H, 3H-Perfluorodecanoic acid (7:3 FTCA) | 2H, 2H, 3H, 3H-Perfluorodecanoic acid (7:3 FTCA) | 812709
| 914637-49-3 | Soil | 2H, 2H, 3H, 3H-Perfluorooctanoic acid (5:3 FTCA) | 1633 | [10 empty] | 2H, 2H, 3H, 3H-Perfluorooctanoic acid (5:3 FTCA) | 2H, 2H, 3H, 3H-Perfluorooctanoic acid (5:3 FTCA) | 2H, 2H, 3H, 3H-Perfluorooctanoic acid (5:3 FTCA) | 2H, 2H, 3H, 3H-Perfluorooctanoic acid (5:3 FTCA) | 914637493
| 914637-49-3 | Water | 2H, 2H, 3H, 3H-Perfluorooctanoic acid (5:3 FTCA) | 1633 | [10 empty] | 2H, 2H, 3H, 3H-Perfluorooctanoic acid (5:3 FTCA) | 2H, 2H, 3H, 3H-Perfluorooctanoic acid (5:3 FTCA) | 2H, 2H, 3H, 3H-Perfluorooctanoic acid (5:3 FTCA) | 2H, 2H, 3H, 3H-Perfluorooctanoic acid (5:3 FTCA) | 914637494
| 914637-49-3 | Soil | 2H, 2H, 3H, 3H-Perfluorooctanoic acid (5:3 FTCA) | Draft 1633 | [10 empty] | 2H, 2H, 3H, 3H-Perfluorooctanoic acid (5:3 FTCA) | 2H, 2H, 3H, 3H-Perfluorooctanoic acid (5:3 FTCA) | 2H, 2H, 3H, 3H-Perfluorooctanoic acid (5:3 FTCA) | 2H, 2H, 3H, 3H-Perfluorooctanoic acid (5:3 FTCA) | 914637495
| 914637-49-3 | Water | 2H, 2H, 3H, 3H-Perfluorooctanoic acid (5:3 FTCA) | Draft 1633 | [10 empty] | 2H, 2H, 3H, 3H-Perfluorooctanoic acid (5:3 FTCA) | 2H, 2H, 3H, 3H-Perfluorooctanoic acid (5:3 FTCA) | 2H, 2H, 3H, 3H-Perfluorooctanoic acid (5:3 FTCA) | 2H, 2H, 3H, 3H-Perfluorooctanoic acid (5:3 FTCA) | 914637496
| 914637-49-3 | Soil | 2H, 2H, 3H, 3H-Perfluorooctanoic acid (5:3 FTCA) | PFAS by LCMSMS Compliant with QSM 5.4 Table B-15 | [10 empty] | 2H, 2H, 3H, 3H-Perfluorooctanoic acid (5:3 FTCA) | 2H, 2H, 3H, 3H-Perfluorooctanoic acid (5:3 FTCA) | 2H, 2H, 3H, 3H-Perfluorooctanoic acid (5:3 FTCA) | 2H, 2H, 3H, 3H-Perfluorooctanoic acid (5:3 FTCA) | 914637497
| 914637-49-3 | Water | 2H, 2H, 3H, 3H-Perfluorooctanoic acid (5:3 FTCA) | PFAS by LCMSMS Compliant with QSM 5.4 Table B-15 | [10 empty] | 2H, 2H, 3H, 3H-Perfluorooctanoic acid (5:3 FTCA) | 2H, 2H, 3H, 3H-Perfluorooctanoic acid (5:3 FTCA) | 2H, 2H, 3H, 3H-Perfluorooctanoic acid (5:3 FTCA) | 2H, 2H, 3H, 3H-Perfluorooctanoic acid (5:3 FTCA) | 914637498
| 53826-13-4 | Soil | 2-Perfluorodecyl ethanoic acid (10:2FTA) (FDEA) | 1633 | [10 empty] | 2-Perfluorodecyl ethanoic acid (10:2FTA) (FDEA) | 2-Perfluorodecyl ethanoic acid (10:2FTA) (FDEA) | 2-Perfluorodecyl ethanoic acid (10:2FTA) (FDEA) | 2-Perfluorodecyl ethanoic acid (10:2FTA) (FDEA) | 53826134
| 53826-13-4 | Water | 2-Perfluorodecyl ethanoic acid (10:2FTA) (FDEA) | 1633 | [10 empty] | 2-Perfluorodecyl ethanoic acid (10:2FTA) (FDEA) | 2-Perfluorodecyl ethanoic acid (10:2FTA) (FDEA) | 2-Perfluorodecyl ethanoic acid (10:2FTA) (FDEA) | 2-Perfluorodecyl ethanoic acid (10:2FTA) (FDEA) | 53826135
| 53826-13-4 | Soil | 2-Perfluorodecyl ethanoic acid (10:2FTA) (FDEA) | Draft 1633 | [10 empty] | 2-Perfluorodecyl ethanoic acid (10:2FTA) (FDEA) | 2-Perfluorodecyl ethanoic acid (10:2FTA) (FDEA) | 2-Perfluorodecyl ethanoic acid (10:2FTA) (FDEA) | 2-Perfluorodecyl ethanoic acid (10:2FTA) (FDEA) | 53826136
| 53826-13-4 | Water | 2-Perfluorodecyl ethanoic acid (10:2FTA) (FDEA) | Draft 1633 | [10 empty] | 2-Perfluorodecyl ethanoic acid (10:2FTA) (FDEA) | 2-Perfluorodecyl ethanoic acid (10:2FTA) (FDEA) | 2-Perfluorodecyl ethanoic acid (10:2FTA) (FDEA) | 2-Perfluorodecyl ethanoic acid (10:2FTA) (FDEA) | 53826137
| 53826-13-4 | Soil | 2-Perfluorodecyl ethanoic acid (10:2FTA) (FDEA) | PFAS by LCMSMS Compliant with QSM 5.4 Table B-15 | [10 empty] | 2-Perfluorodecyl ethanoic acid (10:2FTA) (FDEA) | 2-Perfluorodecyl ethanoic acid (10:2FTA) (FDEA) | 2-Perfluorodecyl ethanoic acid (10:2FTA) (FDEA) | 2-Perfluorodecyl ethanoic acid (10:2FTA) (FDEA) | 53826138
| 53826-13-4 | Water | 2-Perfluorodecyl ethanoic acid (10:2FTA) (FDEA) | PFAS by LCMSMS Compliant with QSM 5.4 Table B-15 | [10 empty] | 2-Perfluorodecyl ethanoic acid (10:2FTA) (FDEA) | 2-Perfluorodecyl ethanoic acid (10:2FTA) (FDEA) | 2-Perfluorodecyl ethanoic acid (10:2FTA) (FDEA) | 2-Perfluorodecyl ethanoic acid (10:2FTA) (FDEA) | 53826139
| 53826-12-3 | Soil | 2-Perfluorohexyl ethanoic acid (6:2FTA) (FHEA) | 1633 | [10 empty] | 2-Perfluorohexyl ethanoic acid (6:2FTA) (FHEA) | 2-Perfluorohexyl ethanoic acid (6:2FTA) (FHEA) | 2-Perfluorohexyl ethanoic acid (6:2FTA) (FHEA) | 2-Perfluorohexyl ethanoic acid (6:2FTA) (FHEA) | 53826123
| 53826-12-3 | Water | 2-Perfluorohexyl ethanoic acid (6:2FTA) (FHEA) | 1633 | [10 empty] | 2-Perfluorohexyl ethanoic acid (6:2FTA) (FHEA) | 2-Perfluorohexyl ethanoic acid (6:2FTA) (FHEA) | 2-Perfluorohexyl ethanoic acid (6:2FTA) (FHEA) | 2-Perfluorohexyl ethanoic acid (6:2FTA) (FHEA) | 53826124
| 53826-12-3 | Soil | 2-Perfluorohexyl ethanoic acid (6:2FTA) (FHEA) | Draft 1633 | [10 empty] | 2-Perfluorohexyl ethanoic acid (6:2FTA) (FHEA) | 2-Perfluorohexyl ethanoic acid (6:2FTA) (FHEA) | 2-Perfluorohexyl ethanoic acid (6:2FTA) (FHEA) | 2-Perfluorohexyl ethanoic acid (6:2FTA) (FHEA) | 53826125
| 53826-12-3 | Water | 2-Perfluorohexyl ethanoic acid (6:2FTA) (FHEA) | Draft 1633 | [10 empty] | 2-Perfluorohexyl ethanoic acid (6:2FTA) (FHEA) | 2-Perfluorohexyl ethanoic acid (6:2FTA) (FHEA) | 2-Perfluorohexyl ethanoic acid (6:2FTA) (FHEA) | 2-Perfluorohexyl ethanoic acid (6:2FTA) (FHEA) | 53826126
| 53826-12-3 | Soil | 2-Perfluorohexyl ethanoic acid (6:2FTA) (FHEA) | PFAS by LCMSMS Compliant with QSM 5.4 Table B-15 | [10 empty] | 2-Perfluorohexyl ethanoic acid (6:2FTA) (FHEA) | 2-Perfluorohexyl ethanoic acid (6:2FTA) (FHEA) | 2-Perfluorohexyl ethanoic acid (6:2FTA) (FHEA) | 2-Perfluorohexyl ethanoic acid (6:2FTA) (FHEA) | 53826127
| 53826-12-3 | Water | 2-Perfluorohexyl ethanoic acid (6:2FTA) (FHEA) | PFAS by LCMSMS Compliant with QSM 5.4 Table B-15 | [10 empty] | 2-Perfluorohexyl ethanoic acid (6:2FTA) (FHEA) | 2-Perfluorohexyl ethanoic acid (6:2FTA) (FHEA) | 2-Perfluorohexyl ethanoic acid (6:2FTA) (FHEA) | 2-Perfluorohexyl ethanoic acid (6:2FTA) (FHEA) | 53826128
| 27854-31-5 | Soil | 2-Perfluorooctyl ethanoic acid (8:2FTA) (FOEA) | 1633 | [10 empty] | 2-Perfluorooctyl ethanoic acid (8:2FTA) (FOEA) | 2-Perfluorooctyl ethanoic acid (8:2FTA) (FOEA) | 2-Perfluorooctyl ethanoic acid (8:2FTA) (FOEA) | 2-Perfluorooctyl ethanoic acid (8:2FTA) (FOEA) | 27854315
| 27854-31-5 | Water | 2-Perfluorooctyl ethanoic acid (8:2FTA) (FOEA) | 1633 | [10 empty] | 2-Perfluorooctyl ethanoic acid (8:2FTA) (FOEA) | 2-Perfluorooctyl ethanoic acid (8:2FTA) (FOEA) | 2-Perfluorooctyl ethanoic acid (8:2FTA) (FOEA) | 2-Perfluorooctyl ethanoic acid (8:2FTA) (FOEA) | 27854316
| 27854-31-5 | Soil | 2-Perfluorooctyl ethanoic acid (8:2FTA) (FOEA) | Draft 1633 | [10 empty] | 2-Perfluorooctyl ethanoic acid (8:2FTA) (FOEA) | 2-Perfluorooctyl ethanoic acid (8:2FTA) (FOEA) | 2-Perfluorooctyl ethanoic acid (8:2FTA) (FOEA) | 2-Perfluorooctyl ethanoic acid (8:2FTA) (FOEA) | 27854317
| 27854-31-5 | Water | 2-Perfluorooctyl ethanoic acid (8:2FTA) (FOEA) | Draft 1633 | [10 empty] | 2-Perfluorooctyl ethanoic acid (8:2FTA) (FOEA) | 2-Perfluorooctyl ethanoic acid (8:2FTA) (FOEA) | 2-Perfluorooctyl ethanoic acid (8:2FTA) (FOEA) | 2-Perfluorooctyl ethanoic acid (8:2FTA) (FOEA) | 27854318
| 27854-31-5 | Soil | 2-Perfluorooctyl ethanoic acid (8:2FTA) (FOEA) | PFAS by LCMSMS Compliant with QSM 5.4 Table B-15 | [10 empty] | 2-Perfluorooctyl ethanoic acid (8:2FTA) (FOEA) | 2-Perfluorooctyl ethanoic acid (8:2FTA) (FOEA) | 2-Perfluorooctyl ethanoic acid (8:2FTA) (FOEA) | 2-Perfluorooctyl ethanoic acid (8:2FTA) (FOEA) | 27854319
| 27854-31-5 | Water | 2-Perfluorooctyl ethanoic acid (8:2FTA) (FOEA) | PFAS by LCMSMS Compliant with QSM 5.4 Table B-15 | [10 empty] | 2-Perfluorooctyl ethanoic acid (8:2FTA) (FOEA) | 2-Perfluorooctyl ethanoic acid (8:2FTA) (FOEA) | 2-Perfluorooctyl ethanoic acid (8:2FTA) (FOEA) | 2-Perfluorooctyl ethanoic acid (8:2FTA) (FOEA) | 27854320
| 356-02-5 | Soil | 4,4,5,5,6,6-Heptafluorohexanoic acid (3:3 FTCA) | 1633 | [10 empty] | 4,4,5,5,6,6-Heptafluorohexanoic acid (3:3 FTCA) | 4,4,5,5,6,6-Heptafluorohexanoic acid (3:3 FTCA) | 4,4,5,5,6,6-Heptafluorohexanoic acid (3:3 FTCA) | 4,4,5,5,6,6-Heptafluorohexanoic acid (3:3 FTCA) | 356025
| 356-02-5 | Water | 4,4,5,5,6,6-Heptafluorohexanoic acid (3:3 FTCA) | 1633 | [10 empty] | 4,4,5,5,6,6-Heptafluorohexanoic acid (3:3 FTCA) | 4,4,5,5,6,6-Heptafluorohexanoic acid (3:3 FTCA) | 4,4,5,5,6,6-Heptafluorohexanoic acid (3:3 FTCA) | 4,4,5,5,6,6-Heptafluorohexanoic acid (3:3 FTCA) | 356026
| 356-02-5 | Soil | 4,4,5,5,6,6-Heptafluorohexanoic acid (3:3 FTCA) | Draft 1633 | [10 empty] | 4,4,5,5,6,6-Heptafluorohexanoic acid (3:3 FTCA) | 4,4,5,5,6,6-Heptafluorohexanoic acid (3:3 FTCA) | 4,4,5,5,6,6-Heptafluorohexanoic acid (3:3 FTCA) | 4,4,5,5,6,6-Heptafluorohexanoic acid (3:3 FTCA) | 356027
| 356-02-5 | Water | 4,4,5,5,6,6-Heptafluorohexanoic acid (3:3 FTCA) | Draft 1633 | [10 empty] | 4,4,5,5,6,6-Heptafluorohexanoic acid (3:3 FTCA) | 4,4,5,5,6,6-Heptafluorohexanoic acid (3:3 FTCA) | 4,4,5,5,6,6-Heptafluorohexanoic acid (3:3 FTCA) | 4,4,5,5,6,6-Heptafluorohexanoic acid (3:3 FTCA) | 356028
| 356-02-5 | Soil | 4,4,5,5,6,6-Heptafluorohexanoic acid (3:3 FTCA) | PFAS by LCMSMS Compliant with QSM 5.4 Table B-15 | [10 empty] | 4,4,5,5,6,6-Heptafluorohexanoic acid (3:3 FTCA) | 4,4,5,5,6,6-Heptafluorohexanoic acid (3:3 FTCA) | 4,4,5,5,6,6-Heptafluorohexanoic acid (3:3 FTCA) | 4,4,5,5,6,6-Heptafluorohexanoic acid (3:3 FTCA) | 356029
| 356-02-5 | Water | 4,4,5,5,6,6-Heptafluorohexanoic acid (3:3 FTCA) | PFAS by LCMSMS Compliant with QSM 5.4 Table B-15 | [10 empty] | 4,4,5,5,6,6-Heptafluorohexanoic acid (3:3 FTCA) | 4,4,5,5,6,6-Heptafluorohexanoic acid (3:3 FTCA) | 4,4,5,5,6,6-Heptafluorohexanoic acid (3:3 FTCA) | 4,4,5,5,6,6-Heptafluorohexanoic acid (3:3 FTCA) | 356030
| 919005-14-4 | Soil | 4,8-dioxa-3H-perfluorononanoic acid (ADONA) | 1633 | [10 empty] | 4,8-dioxa-3H-perfluorononanoic acid (ADONA) | 4,8-dioxa-3H-perfluorononanoic acid (ADONA) |  | 4,8-dioxa-3H-perfluorononanoic acid (ADONA) | 919005144
| 919005-14-4 | Water | 4,8-dioxa-3H-perfluorononanoic acid (ADONA) | 1633 | [10 empty] | 4,8-dioxa-3H-perfluorononanoic acid (ADONA) | 4,8-dioxa-3H-perfluorononanoic acid (ADONA) |  | 4,8-dioxa-3H-perfluorononanoic acid (ADONA) | 919005144
| 919005-14-4 | Soil | 4,8-dioxa-3H-perfluorononanoic acid (ADONA) | 533 | [10 empty] | 4,8-dioxa-3H-perfluorononanoic acid (ADONA) | 4,8-dioxa-3H-perfluorononanoic acid (ADONA) |  | 4,8-dioxa-3H-perfluorononanoic acid (ADONA) | 919005144
| 919005-14-4 | Water | 4,8-dioxa-3H-perfluorononanoic acid (ADONA) | 533 | [10 empty] | 4,8-dioxa-3H-perfluorononanoic acid (ADONA) | 4,8-dioxa-3H-perfluorononanoic acid (ADONA) |  | 4,8-dioxa-3H-perfluorononanoic acid (ADONA) | 919005144
| 919005-14-4 | Soil | 4,8-dioxa-3H-perfluorononanoic acid (ADONA) | 537 mod | [10 empty] | 4,8-dioxa-3H-perfluorononanoic acid (ADONA) | 4,8-dioxa-3H-perfluorononanoic acid (ADONA) |  | 4,8-dioxa-3H-perfluorononanoic acid (ADONA) | 919005144
| 919005-14-4 | Water | 4,8-dioxa-3H-perfluorononanoic acid (ADONA) | 537 mod | [10 empty] | 4,8-dioxa-3H-perfluorononanoic acid (ADONA) | 4,8-dioxa-3H-perfluorononanoic acid (ADONA) |  | 4,8-dioxa-3H-perfluorononanoic acid (ADONA) | 919005144
| 919005-14-4 | Soil | 4,8-dioxa-3H-perfluorononanoic acid (ADONA) | 537.1 | [10 empty] | 4,8-dioxa-3H-perfluorononanoic acid (ADONA) | 4,8-dioxa-3H-perfluorononanoic acid (ADONA) |  | 4,8-dioxa-3H-perfluorononanoic acid (ADONA) | 919005144
| 919005-14-4 | Water | 4,8-dioxa-3H-perfluorononanoic acid (ADONA) | 537.1 | [10 empty] | 4,8-dioxa-3H-perfluorononanoic acid (ADONA) | 4,8-dioxa-3H-perfluorononanoic acid (ADONA) |  | 4,8-dioxa-3H-perfluorononanoic acid (ADONA) | 919005144
| 919005-14-4 | Soil | 4,8-dioxa-3H-perfluorononanoic acid (ADONA) | Draft 1633 | [10 empty] | 4,8-dioxa-3H-perfluorononanoic acid (ADONA) | 4,8-dioxa-3H-perfluorononanoic acid (ADONA) |  | 4,8-dioxa-3H-perfluorononanoic acid (ADONA) | 919005144
| 919005-14-4 | Water | 4,8-dioxa-3H-perfluorononanoic acid (ADONA) | Draft 1633 | [10 empty] | 4,8-dioxa-3H-perfluorononanoic acid (ADONA) | 4,8-dioxa-3H-perfluorononanoic acid (ADONA) |  | 4,8-dioxa-3H-perfluorononanoic acid (ADONA) | 919005144
| 919005-14-4 | Soil | 4,8-dioxa-3H-perfluorononanoic acid (ADONA) | PFAS by LCMSMS Compliant with QSM 5.4 Table B-15 | [10 empty] | 4,8-dioxa-3H-perfluorononanoic acid (ADONA) | 4,8-dioxa-3H-perfluorononanoic acid (ADONA) |  | 4,8-dioxa-3H-perfluorononanoic acid (ADONA) | 919005144
| 919005-14-4 | Water | 4,8-dioxa-3H-perfluorononanoic acid (ADONA) | PFAS by LCMSMS Compliant with QSM 5.4 Table B-15 | [10 empty] | 4,8-dioxa-3H-perfluorononanoic acid (ADONA) | 4,8-dioxa-3H-perfluorononanoic acid (ADONA) |  | 4,8-dioxa-3H-perfluorononanoic acid (ADONA) | 919005144
| 757124-72-4 | Soil | 4:2 Fluorotelomer sulfonic acid (4:2 FTS) | 1633 | [10 empty] | 4:2 Fluorotelomer sulfonic acid | 4:2 Fluorotelomer sulfonic acid |  | 4:2 Fluorotelomer sulfonic acid | 757124724
| 757124-72-4 | Water | 4:2 Fluorotelomer sulfonic acid (4:2 FTS) | 1633 | [10 empty] | 4:2 Fluorotelomer sulfonic acid | 4:2 Fluorotelomer sulfonic acid |  | 4:2 Fluorotelomer sulfonic acid | 757124724
| 757124-72-4 | Soil | 4:2 Fluorotelomer sulfonic acid (4:2 FTS) | 533 | [10 empty] | 4:2 Fluorotelomer sulfonic acid | 4:2 Fluorotelomer sulfonic acid |  | 4:2 Fluorotelomer sulfonic acid | 757124724
| 757124-72-4 | Water | 4:2 Fluorotelomer sulfonic acid (4:2 FTS) | 533 | [10 empty] | 4:2 Fluorotelomer sulfonic acid | 4:2 Fluorotelomer sulfonic acid |  | 4:2 Fluorotelomer sulfonic acid | 757124724
| 757124-72-4 | Soil | 4:2 Fluorotelomer sulfonic acid (4:2 FTS) | 537 mod | [10 empty] | 4:2 Fluorotelomer sulfonic acid | 4:2 Fluorotelomer sulfonic acid |  | 1H, 1H, 2H, 2H-Perfluorohexanesulfonic acid (4:2 FTS) | 757124724
| 757124-72-4 | Water | 4:2 Fluorotelomer sulfonic acid (4:2 FTS) | 537 mod | [10 empty] | 4:2 Fluorotelomer sulfonic acid | 4:2 Fluorotelomer sulfonic acid |  | 1H, 1H, 2H, 2H-Perfluorohexanesulfonic acid (4:2 FTS) | 757124724
| 757124-72-4 | Soil | 4:2 Fluorotelomer sulfonic acid (4:2 FTS) | 537.1 | [10 empty] | 4:2 Fluorotelomer sulfonic acid | 4:2 Fluorotelomer sulfonic acid |  | 1H, 1H, 2H, 2H-Perfluorohexanesulfonic acid | 757124724
| 757124-72-4 | Water | 4:2 Fluorotelomer sulfonic acid (4:2 FTS) | 537.1 | [10 empty] | 4:2 Fluorotelomer sulfonic acid | 4:2 Fluorotelomer sulfonic acid |  | 1H, 1H, 2H, 2H-Perfluorohexanesulfonic acid | 757124724
| 757124-72-4 | Soil | 4:2 Fluorotelomer sulfonic acid (4:2 FTS) | Draft 1633 | [10 empty] | 4:2 Fluorotelomer sulfonic acid | 4:2 Fluorotelomer sulfonic acid |  | 4:2 Fluorotelomer sulfonic acid | 757124724
| 757124-72-4 | Water | 4:2 Fluorotelomer sulfonic acid (4:2 FTS) | Draft 1633 | [10 empty] | 4:2 Fluorotelomer sulfonic acid | 4:2 Fluorotelomer sulfonic acid |  | 4:2 Fluorotelomer sulfonic acid | 757124724
| 757124-72-4 | Soil | 4:2 Fluorotelomer sulfonic acid (4:2 FTS) | PFAS by LCMSMS Compliant with QSM 5.4 Table B-15 | [10 empty] | 4:2 Fluorotelomer sulfonic acid | 4:2 Fluorotelomer sulfonic acid |  | 1H, 1H, 2H, 2H-Perfluorohexanesulfonic acid | 757124724
| 757124-72-4 | Water | 4:2 Fluorotelomer sulfonic acid (4:2 FTS) | PFAS by LCMSMS Compliant with QSM 5.4 Table B-15 | [10 empty] | 4:2 Fluorotelomer sulfonic acid | 4:2 Fluorotelomer sulfonic acid |  | 1H, 1H, 2H, 2H-Perfluorohexanesulfonic acid | 757124724
| 414911-30-1 | Soil | 4:2 Fluorotelomersulfonate | 1633 | [10 empty] | 4:2 Fluorotelomersulfonate
| 414911-30-1 | Water | 4:2 Fluorotelomersulfonate | 1633 | [10 empty] | 4:2 Fluorotelomersulfonate
| 414911-30-1 | Soil | 4:2 Fluorotelomersulfonate | 537 mod | [10 empty] | 4:2 Fluorotelomersulfonate
| 414911-30-1 | Water | 4:2 Fluorotelomersulfonate | 537 mod | [10 empty] | 4:2 Fluorotelomersulfonate
| 414911-30-1 | Soil | 4:2 Fluorotelomersulfonate | 537.1 | [10 empty] | 4:2 Fluorotelomersulfonate
| 414911-30-1 | Water | 4:2 Fluorotelomersulfonate | 537.1 | [10 empty] | 4:2 Fluorotelomersulfonate
| 414911-30-1 | Soil | 4:2 Fluorotelomersulfonate | Draft 1633 | [10 empty] | 4:2 Fluorotelomersulfonate
| 414911-30-1 | Water | 4:2 Fluorotelomersulfonate | Draft 1633 | [10 empty] | 4:2 Fluorotelomersulfonate
| 414911-30-1 | Soil | 4:2 Fluorotelomersulfonate | PFAS by LCMSMS Compliant with QSM 5.4 Table B-15 | [10 empty] | 4:2 Fluorotelomersulfonate
| 414911-30-1 | Water | 4:2 Fluorotelomersulfonate | PFAS by LCMSMS Compliant with QSM 5.4 Table B-15 | [10 empty] | 4:2 Fluorotelomersulfonate
| - | Soil | 4-Heptafluoroisopropoxy) hexafluoro butanoic acid (PFECA-G) | 1633 | [10 empty] | 4-Heptafluoroisopropoxy) hexafluoro butanoic acid (PFECA-G) | 4-Heptafluoroisopropoxy) hexafluoro butanoic acid (PFECA-G) | 4-Heptafluoroisopropoxy) hexafluoro butanoic acid (PFECA-G) | 4-Heptafluoroisopropoxy) hexafluoro butanoic acid (PFECA-G)
| - | Water | 4-Heptafluoroisopropoxy) hexafluoro butanoic acid (PFECA-G) | 1633 | [10 empty] | 4-Heptafluoroisopropoxy) hexafluoro butanoic acid (PFECA-G) | 4-Heptafluoroisopropoxy) hexafluoro butanoic acid (PFECA-G) | 4-Heptafluoroisopropoxy) hexafluoro butanoic acid (PFECA-G) | 4-Heptafluoroisopropoxy) hexafluoro butanoic acid (PFECA-G)
| - | Soil | 4-Heptafluoroisopropoxy) hexafluoro butanoic acid (PFECA-G) | Draft 1633 | [10 empty] | 4-Heptafluoroisopropoxy) hexafluoro butanoic acid (PFECA-G) | 4-Heptafluoroisopropoxy) hexafluoro butanoic acid (PFECA-G) | 4-Heptafluoroisopropoxy) hexafluoro butanoic acid (PFECA-G) | 4-Heptafluoroisopropoxy) hexafluoro butanoic acid (PFECA-G)
| - | Water | 4-Heptafluoroisopropoxy) hexafluoro butanoic acid (PFECA-G) | Draft 1633 | [10 empty] | 4-Heptafluoroisopropoxy) hexafluoro butanoic acid (PFECA-G) | 4-Heptafluoroisopropoxy) hexafluoro butanoic acid (PFECA-G) | 4-Heptafluoroisopropoxy) hexafluoro butanoic acid (PFECA-G) | 4-Heptafluoroisopropoxy) hexafluoro butanoic acid (PFECA-G)
| - | Soil | 4-Heptafluoroisopropoxy) hexafluoro butanoic acid (PFECA-G) | PFAS by LCMSMS Compliant with QSM 5.4 Table B-15 | [10 empty] | 4-Heptafluoroisopropoxy) hexafluoro butanoic acid (PFECA-G) | 4-Heptafluoroisopropoxy) hexafluoro butanoic acid (PFECA-G) | 4-Heptafluoroisopropoxy) hexafluoro butanoic acid (PFECA-G) | 4-Heptafluoroisopropoxy) hexafluoro butanoic acid (PFECA-G)
| - | Water | 4-Heptafluoroisopropoxy) hexafluoro butanoic acid (PFECA-G) | PFAS by LCMSMS Compliant with QSM 5.4 Table B-15 | [10 empty] | 4-Heptafluoroisopropoxy) hexafluoro butanoic acid (PFECA-G) | 4-Heptafluoroisopropoxy) hexafluoro butanoic acid (PFECA-G) | 4-Heptafluoroisopropoxy) hexafluoro butanoic acid (PFECA-G) | 4-Heptafluoroisopropoxy) hexafluoro butanoic acid (PFECA-G)
| 647‐42‐7 | Soil | 6:2 Fluorotelomer alcohol (6:2 FtOH) | 1633 | [10 empty] | 6:2 Fluorotelomer alcohol (6:2 FtOH) | 6:2 Fluorotelomer alcohol (6:2 FtOH) |  | 6:2 Fluorotelomer alcohol (6:2 FtOH) | 647427
| 647‐42‐7 | Water | 6:2 Fluorotelomer alcohol (6:2 FtOH) | 1633 | [10 empty] | 6:2 Fluorotelomer alcohol (6:2 FtOH) | 6:2 Fluorotelomer alcohol (6:2 FtOH) |  | 6:2 Fluorotelomer alcohol (6:2 FtOH) | 647427
| 647‐42‐7 | Soil | 6:2 Fluorotelomer alcohol (6:2 FtOH) | Draft 1633 | [10 empty] | 6:2 Fluorotelomer alcohol (6:2 FtOH) | 6:2 Fluorotelomer alcohol (6:2 FtOH) |  | 6:2 Fluorotelomer alcohol (6:2 FtOH) | 647427
| 647‐42‐7 | Water | 6:2 Fluorotelomer alcohol (6:2 FtOH) | Draft 1633 | [10 empty] | 6:2 Fluorotelomer alcohol (6:2 FtOH) | 6:2 Fluorotelomer alcohol (6:2 FtOH) |  | 6:2 Fluorotelomer alcohol (6:2 FtOH) | 647427
| 27619-97-2 | Soil | 6:2 Fluorotelomer sulfonic acid (6:2 FTS) | 1633 | [10 empty] | 6:2 Fluorotelomer sulfonic acid (6:2 FTS) | 6:2 Fluorotelomer sulfonic acid |  | 6:2 Fluorotelomer sulfonic acid | 27619972
| 27619-97-2 | Water | 6:2 Fluorotelomer sulfonic acid (6:2 FTS) | 1633 | [10 empty] | 6:2 Fluorotelomer sulfonic acid (6:2 FTS) | 6:2 Fluorotelomer sulfonic acid |  | 6:2 Fluorotelomer sulfonic acid | 27619972
| 27619-97-2 | Soil | 6:2 Fluorotelomer sulfonic acid (6:2 FTS) | 533 | [10 empty] | 6:2 Fluorotelomer sulfonic acid (6:2 FTS) | 6:2 Fluorotelomer sulfonic acid |  | 6:2 Fluorotelomer sulfonic acid | 27619972
| 27619-97-2 | Water | 6:2 Fluorotelomer sulfonic acid (6:2 FTS) | 533 | [10 empty] | 6:2 Fluorotelomer sulfonic acid (6:2 FTS) | 6:2 Fluorotelomer sulfonic acid |  | 6:2 Fluorotelomer sulfonic acid | 27619972
| 27619-97-2 | Soil | 6:2 Fluorotelomer sulfonic acid (6:2 FTS) | 537 mod | [10 empty] | 6:2 Fluorotelomer sulfonic acid (6:2 FTS) | 6:2 Fluorotelomer sulfonic acid |  | 1H, 1H, 2H, 2H-Perfluorooctanesulfonic acid (6:2 FTS) | 27619972
| 27619-97-2 | Water | 6:2 Fluorotelomer sulfonic acid (6:2 FTS) | 537 mod | [10 empty] | 6:2 Fluorotelomer sulfonic acid (6:2 FTS) | 6:2 Fluorotelomer sulfonic acid |  | 1H, 1H, 2H, 2H-Perfluorooctanesulfonic acid (6:2 FTS) | 27619972
| 27619-97-2 | Soil | 6:2 Fluorotelomer sulfonic acid (6:2 FTS) | 537.1 | [10 empty] | 6:2 Fluorotelomer sulfonic acid (6:2 FTS) | 6:2 Fluorotelomer sulfonic acid |  | 1H, 1H, 2H, 2H-Perfluorooctanesulfonic acid (6:2 FTS) | 27619972
| 27619-97-2 | Water | 6:2 Fluorotelomer sulfonic acid (6:2 FTS) | 537.1 | [10 empty] | 6:2 Fluorotelomer sulfonic acid (6:2 FTS) | 6:2 Fluorotelomer sulfonic acid |  | 1H, 1H, 2H, 2H-Perfluorooctanesulfonic acid (6:2 FTS) | 27619972
| 27619-97-2 | Soil | 6:2 Fluorotelomer sulfonic acid (6:2 FTS) | Draft 1633 | [10 empty] | 6:2 Fluorotelomer sulfonic acid (6:2 FTS) | 6:2 Fluorotelomer sulfonic acid |  | 6:2 Fluorotelomer sulfonic acid | 27619972
| 27619-97-2 | Water | 6:2 Fluorotelomer sulfonic acid (6:2 FTS) | Draft 1633 | [10 empty] | 6:2 Fluorotelomer sulfonic acid (6:2 FTS) | 6:2 Fluorotelomer sulfonic acid |  | 6:2 Fluorotelomer sulfonic acid | 27619972
| 27619-97-2 | Soil | 6:2 Fluorotelomer sulfonic acid (6:2 FTS) | PFAS by LCMSMS Compliant with QSM 5.4 Table B-15 | [10 empty] | 6:2 Fluorotelomer sulfonic acid (6:2 FTS) | 6:2 Fluorotelomer sulfonic acid |  | 1H, 1H, 2H, 2H-Perfluorooctanesulfonic acid (6:2 FTS) | 27619972
| 27619-97-2 | Water | 6:2 Fluorotelomer sulfonic acid (6:2 FTS) | PFAS by LCMSMS Compliant with QSM 5.4 Table B-15 | [10 empty] | 6:2 Fluorotelomer sulfonic acid (6:2 FTS) | 6:2 Fluorotelomer sulfonic acid |  | 1H, 1H, 2H, 2H-Perfluorooctanesulfonic acid (6:2 FTS) | 27619972
| - | Soil | 6:2 Fluorotelomersulfonate | 1633 | [10 empty] | 6:2 Fluorotelomersulfonate
| - | Water | 6:2 Fluorotelomersulfonate | 1633 | [10 empty] | 6:2 Fluorotelomersulfonate
| - | Soil | 6:2 Fluorotelomersulfonate | 537 mod | [10 empty] | 6:2 Fluorotelomersulfonate
| - | Water | 6:2 Fluorotelomersulfonate | 537 mod | [10 empty] | 6:2 Fluorotelomersulfonate
| - | Soil | 6:2 Fluorotelomersulfonate | 537.1 | [10 empty] | 6:2 Fluorotelomersulfonate
| - | Water | 6:2 Fluorotelomersulfonate | 537.1 | [10 empty] | 6:2 Fluorotelomersulfonate
| - | Soil | 6:2 Fluorotelomersulfonate | Draft 1633 | [10 empty] | 6:2 Fluorotelomersulfonate
| - | Water | 6:2 Fluorotelomersulfonate | Draft 1633 | [10 empty] | 6:2 Fluorotelomersulfonate
| - | Soil | 6:2 Fluorotelomersulfonate | PFAS by LCMSMS Compliant with QSM 5.4 Table B-15 | [10 empty] | 6:2 Fluorotelomersulfonate
| - | Water | 6:2 Fluorotelomersulfonate | PFAS by LCMSMS Compliant with QSM 5.4 Table B-15 | [10 empty] | 6:2 Fluorotelomersulfonate
| 678‐39‐7 | Soil | 8:2 Fluorotelomer alcohol (8:2 FtOH) | 1633 | [10 empty] | 8:2 Fluorotelomer alcohol (8:2 FtOH) | 8:2 Fluorotelomer alcohol (8:2 FtOH) |  | 8:2 Fluorotelomer alcohol (8:2 FtOH) | 678‐97
| 678‐39‐7 | Water | 8:2 Fluorotelomer alcohol (8:2 FtOH) | 1633 | [10 empty] | 8:2 Fluorotelomer alcohol (8:2 FtOH) | 8:2 Fluorotelomer alcohol (8:2 FtOH) |  | 8:2 Fluorotelomer alcohol (8:2 FtOH) | 678‐97
| 678‐39‐7 | Soil | 8:2 Fluorotelomer alcohol (8:2 FtOH) | Draft 1633 | [10 empty] | 8:2 Fluorotelomer alcohol (8:2 FtOH) | 8:2 Fluorotelomer alcohol (8:2 FtOH) |  | 8:2 Fluorotelomer alcohol (8:2 FtOH) | 678‐97
| 678‐39‐7 | Water | 8:2 Fluorotelomer alcohol (8:2 FtOH) | Draft 1633 | [10 empty] | 8:2 Fluorotelomer alcohol (8:2 FtOH) | 8:2 Fluorotelomer alcohol (8:2 FtOH) |  | 8:2 Fluorotelomer alcohol (8:2 FtOH) | 678‐97
| 39108-34-4 | Soil | 8:2 Fluorotelomer sulfonic acid (8:2 FTS) | 1633 | [10 empty] | 8:2 Fluorotelomer sulfonic acid (8:2 FTS) | 8:2 Fluorotelomer sulfonic acid (8:2 FTS) |  | 8:2 Fluorotelomer sulfonic acid (8:2 FTS) | 39108344
| 39108-34-4 | Water | 8:2 Fluorotelomer sulfonic acid (8:2 FTS) | 1633 | [10 empty] | 8:2 Fluorotelomer sulfonic acid (8:2 FTS) | 8:2 Fluorotelomer sulfonic acid (8:2 FTS) |  | 8:2 Fluorotelomer sulfonic acid (8:2 FTS) | 39108344
| 39108-34-4 | Soil | 8:2 Fluorotelomer sulfonic acid (8:2 FTS) | 533 | [10 empty] | 8:2 Fluorotelomer sulfonic acid (8:2 FTS) | 8:2 Fluorotelomer sulfonic acid (8:2 FTS) |  | 8:2 Fluorotelomer sulfonic acid (8:2 FTS) | 39108344
| 39108-34-4 | Water | 8:2 Fluorotelomer sulfonic acid (8:2 FTS) | 533 | [10 empty] | 8:2 Fluorotelomer sulfonic acid (8:2 FTS) | 8:2 Fluorotelomer sulfonic acid (8:2 FTS) |  | 8:2 Fluorotelomer sulfonic acid (8:2 FTS) | 39108344
| 39108-34-4 | Soil | 8:2 Fluorotelomer sulfonic acid (8:2 FTS) | 537 mod | [10 empty] | 8:2 Fluorotelomer sulfonic acid (8:2 FTS) | 8:2 Fluorotelomer sulfonic acid (8:2 FTS) |  | 1H, 1H, 2H, 2H-Perfluorodecanesulfonic acid (8:2 FTS) | 39108344
| 39108-34-4 | Water | 8:2 Fluorotelomer sulfonic acid (8:2 FTS) | 537 mod | [10 empty] | 8:2 Fluorotelomer sulfonic acid (8:2 FTS) | 8:2 Fluorotelomer sulfonic acid (8:2 FTS) |  | 1H, 1H, 2H, 2H-Perfluorodecanesulfonic acid (8:2 FTS) | 39108344
| 39108-34-4 | Soil | 8:2 Fluorotelomer sulfonic acid (8:2 FTS) | 537.1 | [10 empty] | 8:2 Fluorotelomer sulfonic acid (8:2 FTS) | 8:2 Fluorotelomer sulfonic acid (8:2 FTS) |  | 1H, 1H, 2H, 2H-Perfluorodecanesulfonic acid (8:2 FTS) | 39108344
| 39108-34-4 | Water | 8:2 Fluorotelomer sulfonic acid (8:2 FTS) | 537.1 | [10 empty] | 8:2 Fluorotelomer sulfonic acid (8:2 FTS) | 8:2 Fluorotelomer sulfonic acid (8:2 FTS) |  | 1H, 1H, 2H, 2H-Perfluorodecanesulfonic acid (8:2 FTS) | 39108344
| 39108-34-4 | Soil | 8:2 Fluorotelomer sulfonic acid (8:2 FTS) | Draft 1633 | [10 empty] | 8:2 Fluorotelomer sulfonic acid (8:2 FTS) | 8:2 Fluorotelomer sulfonic acid (8:2 FTS) |  | 8:2 Fluorotelomer sulfonic acid (8:2 FTS) | 39108344
| 39108-34-4 | Water | 8:2 Fluorotelomer sulfonic acid (8:2 FTS) | Draft 1633 | [10 empty] | 8:2 Fluorotelomer sulfonic acid (8:2 FTS) | 8:2 Fluorotelomer sulfonic acid (8:2 FTS) |  | 8:2 Fluorotelomer sulfonic acid (8:2 FTS) | 39108344
| 39108-34-4 | Soil | 8:2 Fluorotelomer sulfonic acid (8:2 FTS) | PFAS by LCMSMS Compliant with QSM 5.4 Table B-15 | [10 empty] | 8:2 Fluorotelomer sulfonic acid (8:2 FTS) | 8:2 Fluorotelomer sulfonic acid (8:2 FTS) |  | 1H, 1H, 2H, 2H-Perfluorodecanesulfonic acid (8:2 FTS) | 39108344
| 39108-34-4 | Water | 8:2 Fluorotelomer sulfonic acid (8:2 FTS) | PFAS by LCMSMS Compliant with QSM 5.4 Table B-15 | [10 empty] | 8:2 Fluorotelomer sulfonic acid (8:2 FTS) | 8:2 Fluorotelomer sulfonic acid (8:2 FTS) |  | 1H, 1H, 2H, 2H-Perfluorodecanesulfonic acid (8:2 FTS) | 39108344
| - | Soil | 8:2 Fluorotelomersulfonate | 1633 | [10 empty] | 8:2 Fluorotelomersulfonate
| - | Water | 8:2 Fluorotelomersulfonate | 1633 | [10 empty] | 8:2 Fluorotelomersulfonate
| - | Soil | 8:2 Fluorotelomersulfonate | 537 mod | [10 empty] | 8:2 Fluorotelomersulfonate
| - | Water | 8:2 Fluorotelomersulfonate | 537 mod | [10 empty] | 8:2 Fluorotelomersulfonate
| - | Soil | 8:2 Fluorotelomersulfonate | 537.1 | [10 empty] | 8:2 Fluorotelomersulfonate
| - | Water | 8:2 Fluorotelomersulfonate | 537.1 | [10 empty] | 8:2 Fluorotelomersulfonate
| - | Soil | 8:2 Fluorotelomersulfonate | Draft 1633 | [10 empty] | 8:2 Fluorotelomersulfonate
| - | Water | 8:2 Fluorotelomersulfonate | Draft 1633 | [10 empty] | 8:2 Fluorotelomersulfonate
| - | Soil | 8:2 Fluorotelomersulfonate | PFAS by LCMSMS Compliant with QSM 5.4 Table B-15 | [10 empty] | 8:2 Fluorotelomersulfonate
| - | Water | 8:2 Fluorotelomersulfonate | PFAS by LCMSMS Compliant with QSM 5.4 Table B-15 | [10 empty] | 8:2 Fluorotelomersulfonate
| 756426-58-1 | Soil | 9-chlorohexadecafluoro-3-oxanone-1-sulfonic acid (9Cl-PF3ONS) | 1633 | [10 empty] | 9-chlorohexadecafluoro-3-oxanone-1-sulfonic acid (9Cl-PF3ONS) | 9-chlorohexadecafluoro-3-oxanone-1-sulfonic acid (9Cl-PF3ONS) |  | 9-chlorohexadecafluoro-3-oxanone-1-sulfonic acid (9Cl-PF3ONS) | 756426581
| 756426-58-1 | Water | 9-chlorohexadecafluoro-3-oxanone-1-sulfonic acid (9Cl-PF3ONS) | 1633 | [10 empty] | 9-chlorohexadecafluoro-3-oxanone-1-sulfonic acid (9Cl-PF3ONS) | 9-chlorohexadecafluoro-3-oxanone-1-sulfonic acid (9Cl-PF3ONS) |  | 9-chlorohexadecafluoro-3-oxanone-1-sulfonic acid (9Cl-PF3ONS) | 756426581
| 756426-58-1 | Soil | 9-chlorohexadecafluoro-3-oxanone-1-sulfonic acid (9Cl-PF3ONS) | 533 | [10 empty] | 9-chlorohexadecafluoro-3-oxanone-1-sulfonic acid (9Cl-PF3ONS) | 9-chlorohexadecafluoro-3-oxanone-1-sulfonic acid (9Cl-PF3ONS) |  | 9-chlorohexadecafluoro-3-oxanone-1-sulfonic acid (9Cl-PF3ONS) | 756426581
| 756426-58-1 | Water | 9-chlorohexadecafluoro-3-oxanone-1-sulfonic acid (9Cl-PF3ONS) | 533 | [10 empty] | 9-chlorohexadecafluoro-3-oxanone-1-sulfonic acid (9Cl-PF3ONS) | 9-chlorohexadecafluoro-3-oxanone-1-sulfonic acid (9Cl-PF3ONS) |  | 9-chlorohexadecafluoro-3-oxanone-1-sulfonic acid (9Cl-PF3ONS) | 756426581
| 756426-58-1 | Soil | 9-chlorohexadecafluoro-3-oxanone-1-sulfonic acid (9Cl-PF3ONS) | 537 mod | [10 empty] | 9-chlorohexadecafluoro-3-oxanone-1-sulfonic acid (9Cl-PF3ONS) | 9-chlorohexadecafluoro-3-oxanone-1-sulfonic acid (9Cl-PF3ONS) |  | 9-chlorohexadecafluoro-3-oxanone-1-sulfonic acid (9Cl-PF3ONS) | 756426581
| 756426-58-1 | Water | 9-chlorohexadecafluoro-3-oxanone-1-sulfonic acid (9Cl-PF3ONS) | 537 mod | [10 empty] | 9-chlorohexadecafluoro-3-oxanone-1-sulfonic acid (9Cl-PF3ONS) | 9-chlorohexadecafluoro-3-oxanone-1-sulfonic acid (9Cl-PF3ONS) |  | 9-chlorohexadecafluoro-3-oxanone-1-sulfonic acid (9Cl-PF3ONS) | 756426581
| 756426-58-1 | Soil | 9-chlorohexadecafluoro-3-oxanone-1-sulfonic acid (9Cl-PF3ONS) | 537.1 | [10 empty] | 9-chlorohexadecafluoro-3-oxanone-1-sulfonic acid (9Cl-PF3ONS) | 9-chlorohexadecafluoro-3-oxanone-1-sulfonic acid (9Cl-PF3ONS) |  | 9-chlorohexadecafluoro-3-oxanone-1-sulfonic acid (9Cl-PF3ONS) | 756426581
| 756426-58-1 | Water | 9-chlorohexadecafluoro-3-oxanone-1-sulfonic acid (9Cl-PF3ONS) | 537.1 | [10 empty] | 9-chlorohexadecafluoro-3-oxanone-1-sulfonic acid (9Cl-PF3ONS) | 9-chlorohexadecafluoro-3-oxanone-1-sulfonic acid (9Cl-PF3ONS) |  | 9-chlorohexadecafluoro-3-oxanone-1-sulfonic acid (9Cl-PF3ONS) | 756426581
| 756426-58-1 | Soil | 9-chlorohexadecafluoro-3-oxanone-1-sulfonic acid (9Cl-PF3ONS) | Draft 1633 | [10 empty] | 9-chlorohexadecafluoro-3-oxanone-1-sulfonic acid (9Cl-PF3ONS) | 9-chlorohexadecafluoro-3-oxanone-1-sulfonic acid (9Cl-PF3ONS) |  | 9-chlorohexadecafluoro-3-oxanone-1-sulfonic acid (9Cl-PF3ONS) | 756426581
| 756426-58-1 | Water | 9-chlorohexadecafluoro-3-oxanone-1-sulfonic acid (9Cl-PF3ONS) | Draft 1633 | [10 empty] | 9-chlorohexadecafluoro-3-oxanone-1-sulfonic acid (9Cl-PF3ONS) | 9-chlorohexadecafluoro-3-oxanone-1-sulfonic acid (9Cl-PF3ONS) |  | 9-chlorohexadecafluoro-3-oxanone-1-sulfonic acid (9Cl-PF3ONS) | 756426581
| 756426-58-1 | Soil | 9-chlorohexadecafluoro-3-oxanone-1-sulfonic acid (9Cl-PF3ONS) | PFAS by LCMSMS Compliant with QSM 5.4 Table B-15 | [10 empty] | 9-chlorohexadecafluoro-3-oxanone-1-sulfonic acid (9Cl-PF3ONS) | 9-chlorohexadecafluoro-3-oxanone-1-sulfonic acid (9Cl-PF3ONS) |  | 9-chlorohexadecafluoro-3-oxanone-1-sulfonic acid (9Cl-PF3ONS) | 756426581
| 756426-58-1 | Water | 9-chlorohexadecafluoro-3-oxanone-1-sulfonic acid (9Cl-PF3ONS) | PFAS by LCMSMS Compliant with QSM 5.4 Table B-15 | [10 empty] | 9-chlorohexadecafluoro-3-oxanone-1-sulfonic acid (9Cl-PF3ONS) | 9-chlorohexadecafluoro-3-oxanone-1-sulfonic acid (9Cl-PF3ONS) |  | 9-chlorohexadecafluoro-3-oxanone-1-sulfonic acid (9Cl-PF3ONS) | 756426581
| 83-32-9 | Soil | Acenaphthene | 610 | [10 empty] | Acenaphthene | Acenaphthene | 5500 Acenaphthene | Acenaphthene | 83329
| 83-32-9 | Water | Acenaphthene | 610 | [10 empty] | Acenaphthene | Acenaphthene | 5500 Acenaphthene | Acenaphthene | 83329
| 83-32-9 | Soil | Acenaphthene | 625 | [10 empty] | Acenaphthene | Acenaphthene | 5500 Acenaphthene | Acenaphthene | 83329
| 83-32-9 | Soil | Acenaphthene | 625.1 | [10 empty] | Acenaphthene | Acenaphthene | 5500 Acenaphthene | Acenaphthene | 83329
| 83-32-9 | Water | Acenaphthene | 625.1 | [10 empty] | Acenaphthene | Acenaphthene | 5500 Acenaphthene | Acenaphthene | 83329
| 83-32-9 | Soil | Acenaphthene | 8310 | [10 empty] | Acenaphthene | Acenaphthene | 5500 Acenaphthene | Acenaphthene | 83329
| 83-32-9 | Water | Acenaphthene | 8310 | [10 empty] | Acenaphthene | Acenaphthene | 5500 Acenaphthene | Acenaphthene | 83329
| 83-32-9 | Water | Acenaphthene | 625 | [10 empty] | Acenaphthene | Acenaphthene | 5500 Acenaphthene | Acenaphthene | 83329
| 83-32-9 | Soil | Acenaphthene | 8270D | [10 empty] | Acenaphthene | Acenaphthene | 5500 Acenaphthene | Acenaphthene | 83329
| 83-32-9 | Water | Acenaphthene | 8270D | [10 empty] | Acenaphthene | Acenaphthene | 5500 Acenaphthene | Acenaphthene | 83329
| 83-32-9 | Soil | Acenaphthene | 8270D-SIM | [10 empty] | Acenaphthene | Acenaphthene | 5500 Acenaphthene | Acenaphthene | 83329
| 83-32-9 | Water | Acenaphthene | 8270D-SIM | [10 empty] | Acenaphthene | Acenaphthene | 5500 Acenaphthene | Acenaphthene | 83329
| 83-32-9 | Soil | Acenaphthene | 8270E | [10 empty] | Acenaphthene | Acenaphthene | 5500 Acenaphthene | Acenaphthene | 83329
| 83-32-9 | Water | Acenaphthene | 8270E | [10 empty] | Acenaphthene | Acenaphthene | 5500 Acenaphthene | Acenaphthene | 83329
| 83-32-9 | Soil | Acenaphthene | 8270E-SIM | [10 empty] | Acenaphthene | Acenaphthene | 5500 Acenaphthene | Acenaphthene | 83329
| 83-32-9 | Water | Acenaphthene | 8270E-SIM | [10 empty] | Acenaphthene | Acenaphthene | 5500 Acenaphthene | Acenaphthene | 83329
| 83-32-9 | Air | Acenaphthene | TO-13A | [10 empty] | Acenaphthene | Acenaphthene | 5500 Acenaphthene | Acenaphthene | 83329
| 83-32-9 | Air | Acenaphthene | TO-13A SIM | [10 empty] | Acenaphthene | Acenaphthene | 5500 Acenaphthene | Acenaphthene | 83329
| 208-96-8 | Soil | Acenaphthylene | 610 | [10 empty] | Acenaphthylene | Acenaphthylene | 5505 Acenaphthylene | Acenaphthylene | 208968
| 208-96-8 | Water | Acenaphthylene | 610 | [10 empty] | Acenaphthylene | Acenaphthylene | 5505 Acenaphthylene | Acenaphthylene | 208968
| 208-96-8 | Soil | Acenaphthylene | 625 | [10 empty] | Acenaphthylene | Acenaphthylene | 5505 Acenaphthylene | Acenaphthylene | 208968
| 208-96-8 | Water | Acenaphthylene | 625 | [10 empty] | Acenaphthylene | Acenaphthylene | 5505 Acenaphthylene | Acenaphthylene | 208968
| 208-96-8 | Soil | Acenaphthylene | 625.1 | [10 empty] | Acenaphthylene | Acenaphthylene | 5505 Acenaphthylene | Acenaphthylene | 208968
| 208-96-8 | Water | Acenaphthylene | 625.1 | [10 empty] | Acenaphthylene | Acenaphthylene | 5505 Acenaphthylene | Acenaphthylene | 208968
| 208-96-8 | Soil | Acenaphthylene | 8310 | [10 empty] | Acenaphthylene | Acenaphthylene | 5505 Acenaphthylene | Acenaphthylene | 208968
| 208-96-8 | Water | Acenaphthylene | 8310 | [10 empty] | Acenaphthylene | Acenaphthylene | 5505 Acenaphthylene | Acenaphthylene | 208968
| 208-96-8 | Soil | Acenaphthylene | 8270D | [10 empty] | Acenaphthylene | Acenaphthylene | 5505 Acenaphthylene | Acenaphthylene | 208968
| 208-96-8 | Water | Acenaphthylene | 8270D | [10 empty] | Acenaphthylene | Acenaphthylene | 5505 Acenaphthylene | Acenaphthylene | 208968
| 208-96-8 | Soil | Acenaphthylene | 8270D-SIM | [10 empty] | Acenaphthylene | Acenaphthylene | 5505 Acenaphthylene | Acenaphthylene | 208968
| 208-96-8 | Water | Acenaphthylene | 8270D-SIM | [10 empty] | Acenaphthylene | Acenaphthylene | 5505 Acenaphthylene | Acenaphthylene | 208968
| 208-96-8 | Soil | Acenaphthylene | 8270E | [10 empty] | Acenaphthylene | Acenaphthylene | 5505 Acenaphthylene | Acenaphthylene | 208968
| 208-96-8 | Water | Acenaphthylene | 8270E | [10 empty] | Acenaphthylene | Acenaphthylene | 5505 Acenaphthylene | Acenaphthylene | 208968
| 208-96-8 | Soil | Acenaphthylene | 8270E-SIM | [10 empty] | Acenaphthylene | Acenaphthylene | 5505 Acenaphthylene | Acenaphthylene | 208968
| 208-96-8 | Water | Acenaphthylene | 8270E-SIM | [10 empty] | Acenaphthylene | Acenaphthylene | 5505 Acenaphthylene | Acenaphthylene | 208968
| 208-96-8 | Air | Acenaphthylene | TO-13A | [10 empty] | Acenaphthylene | Acenaphthylene | 5505 Acenaphthylene | Acenaphthylene | 208968
| 208-96-8 | Air | Acenaphthylene | TO-13A SIM | [10 empty] | Acenaphthylene | Acenaphthylene | 5505 Acenaphthylene | Acenaphthylene | 208968
| 67-64-1 | Soil | Acetone | 524.2 | [10 empty] | Acetone | Acetone | 4315 Acetone | Acetone | 67640
| 67-64-1 | Soil | Acetone | 624 | [10 empty] | Acetone | Acetone | 4315 Acetone | Acetone | 67641
| 67-64-1 | Water | Acetone | 624 | [10 empty] | Acetone | Acetone | 4315 Acetone | Acetone | 67641
| 67-64-1 | Soil | Acetone | 624.1 | [10 empty] | Acetone | Acetone | 4315 Acetone | Acetone | 67641
| 67-64-1 | Water | Acetone | 624.1 | [10 empty] | Acetone | Acetone | 4315 Acetone | Acetone | 67641
| 67-64-1 | Soil | Acetone | 8260C | [10 empty] | Acetone | Acetone | 4315 Acetone | Acetone | 67641
| 67-64-1 | Water | Acetone | 8260C | [10 empty] | Acetone | Acetone | 4315 Acetone | Acetone | 67641
| 67-64-1 | Soil | Acetone | 8260D | [10 empty] | Acetone | Acetone | 4315 Acetone | Acetone | 67641
| 67-64-1 | Water | Acetone | 8260D | [10 empty] | Acetone | Acetone | 4315 Acetone | Acetone | 67641
| 67-64-1 | Air | Acetone | TO-15 | [10 empty] | Acetone | Acetone | 4315 Acetone | Acetone | 67641
| 67-64-1 | Air | Acetone | TO-15 SIM | [10 empty] | Acetone | Acetone | 4315 Acetone | Acetone | 67641
| 309-00-2 | Water | Aldrin | 524.2 | [10 empty] | Aldrin | Aldrin | 7025 Aldrin | Aldrin | 309002
| 309-00-2 | Soil | Aldrin | 608.3 | [10 empty] | Aldrin | Aldrin | 7025 Aldrin | Aldrin | 309002
| 309-00-2 | Water | Aldrin | 608.3 | [10 empty] | Aldrin | Aldrin | 7025 Aldrin | Aldrin | 309002
| 309-00-2 | Soil | Aldrin | 608 | [10 empty] | Aldrin | Aldrin | 7025 Aldrin | Aldrin | 309002
| 309-00-2 | Water | Aldrin | 608 | [10 empty] | Aldrin | Aldrin | 7025 Aldrin | Aldrin | 309002
| 309-00-2 | Soil | Aldrin | 8081A | [10 empty] | Aldrin | Aldrin | 7025 Aldrin | Aldrin | 309002
| 309-00-2 | Water | Aldrin | 8081A | [10 empty] | Aldrin | Aldrin | 7025 Aldrin | Aldrin | 309002
| 309-00-2 | Soil | Aldrin | 8081B | [10 empty] | Aldrin | Aldrin | 7025 Aldrin | Aldrin | 309002
| 309-00-2 | Water | Aldrin | 8081B | [10 empty] | Aldrin | Aldrin | 7025 Aldrin | Aldrin | 309002
| 309-00-2 | Soil | Aldrin | 8270D | [10 empty] | Aldrin | Aldrin | 7025 Aldrin | Aldrin | 309002
| 309-00-2 | Water | Aldrin | 8270D | [10 empty] | Aldrin | Aldrin | 7025 Aldrin | Aldrin | 309002
| 309-00-2 | Soil | Aldrin | 8270D-SIM | [10 empty] | Aldrin | Aldrin | 7025 Aldrin | Aldrin | 309002
| 309-00-2 | Water | Aldrin | 8270D-SIM | [10 empty] | Aldrin | Aldrin | 7025 Aldrin | Aldrin | 309002
| 309-00-2 | Air | Aldrin | TO-4A | [10 empty] | Aldrin | Aldrin | 7025 Aldrin | Aldrin | 309002
| 309-00-2 | Air | Aldrin | TO-10A | [10 empty] | Aldrin | Aldrin | 7025 Aldrin | Aldrin | 309002
| N/A | Soil | Aliphatic Petroleum Hydrocarbons (>C10 – C12) | NW-VPH | [10 empty] | Aliphatic Petroleum Hydrocarbons (>C10 – C12) |  | 5300 VPH Aliphatic >C10-C12 |  | N/A
| N/A | Water | Aliphatic Petroleum Hydrocarbons (>C10 – C12) | NW-VPH | [10 empty] | Aliphatic Petroleum Hydrocarbons (>C10 – C12) |  | 5300 VPH Aliphatic >C10-C12 |  | N/A
| N/A | Soil | Aliphatic Petroleum Hydrocarbons (>C21 – C34) | NW-EPH | [10 empty] | Aliphatic Petroleum Hydrocarbons (>C21 – C34) |  | 6216 EPH Aliphatic >C21-C34 |  | N/A
| N/A | Water | Aliphatic Petroleum Hydrocarbons (>C21 – C34) | NW-EPH | [10 empty] | Aliphatic Petroleum Hydrocarbons (>C21 – C34) |  | 6216 EPH Aliphatic >C21-C34 |  | N/A
| N/A | Soil | Aliphatic Petroleum Hydrocarbons (>C8 – C10) | NW-VPH | [10 empty] | Aliphatic Petroleum Hydrocarbons (>C8 – C10) |  | 5302 VPH Aliphatic >C8-C10 |  | N/A
| N/A | Water | Aliphatic Petroleum Hydrocarbons (>C8 – C10) | NW-VPH | [10 empty] | Aliphatic Petroleum Hydrocarbons (>C8 – C10) |  | 5302 VPH Aliphatic >C8-C10 |  | N/A
| N/A | Soil | Aliphatic Petroleum Hydrocarbons (C10 – C12) | NW-EPH | [10 empty] | Aliphatic Petroleum Hydrocarbons (C10 – C12) |  | 6211 EPH Aliphatic >C10-C12 |  | N/A
| N/A | Water | Aliphatic Petroleum Hydrocarbons (C10 – C12) | NW-EPH | [10 empty] | Aliphatic Petroleum Hydrocarbons (C10 – C12) |  | 6211 EPH Aliphatic >C10-C12 |  | N/A
| N/A | Soil | Aliphatic Petroleum Hydrocarbons (C10 – C12) | NW-VPH | [10 empty] | Aliphatic Petroleum Hydrocarbons (C10 – C12) |  | 5300 VPH Aliphatic >C10-C12 |  | N/A
| N/A | Water | Aliphatic Petroleum Hydrocarbons (C10 – C12) | NW-VPH | [10 empty] | Aliphatic Petroleum Hydrocarbons (C10 – C12) |  | 5300 VPH Aliphatic >C10-C12 |  | N/A
| N/A | Soil | Aliphatic Petroleum Hydrocarbons (C12 – C16) | NW-EPH | [10 empty] | Aliphatic Petroleum Hydrocarbons (C12 – C16) |  | 6212 EPH Aliphatic >C12-C16 |  | N/A
| N/A | Water | Aliphatic Petroleum Hydrocarbons (C12 – C16) | NW-EPH | [10 empty] | Aliphatic Petroleum Hydrocarbons (C12 – C16) |  | 6212 EPH Aliphatic >C12-C16 |  | N/A
| N/A | Soil | Aliphatic Petroleum Hydrocarbons (C16 – C21) | NW-EPH | [10 empty] | Aliphatic Petroleum Hydrocarbons (C16 – C21) |  | 6214 EPH Aliphatic >C16-C21 |  | N/A
| N/A | Water | Aliphatic Petroleum Hydrocarbons (C16 – C21) | NW-EPH | [10 empty] | Aliphatic Petroleum Hydrocarbons (C16 – C21) |  | 6214 EPH Aliphatic >C16-C21 |  | N/A
| N/A | Soil | Aliphatic Petroleum Hydrocarbons (C21 – C35) | NW-EPH | [10 empty] | Aliphatic Petroleum Hydrocarbons (C21 – C35) |  | 6216 EPH Aliphatic >C21-C34 |  | N/A
| N/A | Water | Aliphatic Petroleum Hydrocarbons (C21 – C35) | NW-EPH | [10 empty] | Aliphatic Petroleum Hydrocarbons (C21 – C35) |  | 6216 EPH Aliphatic >C21-C34 |  | N/A
| N/A | Soil | Aliphatic Petroleum Hydrocarbons (C5 – C6) | NW-VPH | [10 empty] | Aliphatic Petroleum Hydrocarbons (C5 – C6) |  | 5303 VPH Aliphatic C5-C6 |  | N/A
| N/A | Water | Aliphatic Petroleum Hydrocarbons (C5 – C6) | NW-VPH | [10 empty] | Aliphatic Petroleum Hydrocarbons (C5 – C6) |  | 5303 VPH Aliphatic C5-C6 |  | N/A
| N/A | Soil | Aliphatic Petroleum Hydrocarbons (C6 – C8) | NW-VPH | [10 empty] | Aliphatic Petroleum Hydrocarbons (C6 – C8) |  | 5301 VPH Aliphatic >C6-C8 |  | N/A
| N/A | Water | Aliphatic Petroleum Hydrocarbons (C6 – C8) | NW-VPH | [10 empty] | Aliphatic Petroleum Hydrocarbons (C6 – C8) |  | 5301 VPH Aliphatic >C6-C8 |  | N/A
| N/A | Soil | Aliphatic Petroleum Hydrocarbons (C8 – C10) | NW-EPH | [10 empty] | Aliphatic Petroleum Hydrocarbons (C8 – C10) |  |  |  | N/A
| N/A | Water | Aliphatic Petroleum Hydrocarbons (C8 – C10) | NW-EPH | [10 empty] | Aliphatic Petroleum Hydrocarbons (C8 – C10) |  |  |  | N/A
| N/A | Soil | Aliphatic Petroleum Hydrocarbons (C8 – C10) | NW-VPH | [10 empty] | Aliphatic Petroleum Hydrocarbons (C8 – C10) |  | 5302 VPH Aliphatic >C8-C10 |  | N/A
| N/A | Water | Aliphatic Petroleum Hydrocarbons (C8 – C10) | NW-VPH | [10 empty] | Aliphatic Petroleum Hydrocarbons (C8 – C10) |  | 5302 VPH Aliphatic >C8-C10 |  | N/A
| 120-12-7 | Soil | Anthracene | 610 | [10 empty] | Anthracene | Anthracene | 5555 Anthracene | Anthracene | 120127
| 120-12-7 | Water | Anthracene | 610 | [10 empty] | Anthracene | Anthracene | 5555 Anthracene | Anthracene | 120127
| 120-12-7 | Water | Anthracene | 625 | [10 empty] | Anthracene | Anthracene | 5555 Anthracene | Anthracene | 120127
| 120-12-7 | Soil | Anthracene | 625.1 | [10 empty] | Anthracene | Anthracene | 5555 Anthracene | Anthracene | 120127
| 120-12-7 | Water | Anthracene | 625.1 | [10 empty] | Anthracene | Anthracene | 5555 Anthracene | Anthracene | 120127
| 120-12-7 | Soil | Anthracene | 8310 | [10 empty] | Anthracene | Anthracene | 5555 Anthracene | Anthracene | 120127
| 120-12-7 | Water | Anthracene | 8310 | [10 empty] | Anthracene | Anthracene | 5555 Anthracene | Anthracene | 120127
| 120-12-7 | Soil | Anthracene | 625 | [10 empty] | Anthracene | Anthracene | 5555 Anthracene | Anthracene | 120127
| 120-12-7 | Soil | Anthracene | 8270D | [10 empty] | Anthracene | Anthracene | 5555 Anthracene | Anthracene | 120127
| 120-12-7 | Water | Anthracene | 8270D | [10 empty] | Anthracene | Anthracene | 5555 Anthracene | Anthracene | 120127
| 120-12-7 | Soil | Anthracene | 8270D-SIM | [10 empty] | Anthracene | Anthracene | 5555 Anthracene | Anthracene | 120127
| 120-12-7 | Water | Anthracene | 8270D-SIM | [10 empty] | Anthracene | Anthracene | 5555 Anthracene | Anthracene | 120127
| 120-12-7 | Soil | Anthracene | 8270E | [10 empty] | Anthracene | Anthracene | 5555 Anthracene | Anthracene | 120127
| 120-12-7 | Water | Anthracene | 8270E | [10 empty] | Anthracene | Anthracene | 5555 Anthracene | Anthracene | 120127
| 120-12-7 | Soil | Anthracene | 8270E-SIM | [10 empty] | Anthracene | Anthracene | 5555 Anthracene | Anthracene | 120127
| 120-12-7 | Water | Anthracene | 8270E-SIM | [10 empty] | Anthracene | Anthracene | 5555 Anthracene | Anthracene | 120127
| 120-12-7 | Air | Anthracene | TO-13A | [10 empty] | Anthracene | Anthracene | 5555 Anthracene | Anthracene | 120127
| 120-12-7 | Air | Anthracene | TO-13A SIM | [10 empty] | Anthracene | Anthracene | 5555 Anthracene | Anthracene | 120127
| 7440-36-0 | Soil | Antimony (metallic) | 200.7 | [10 empty] | Antimony (metallic) | Antimony | 1005 Antimony | Antimony | 7440360
| 7440-36-0 | Water | Antimony (metallic) | 200.7 | [10 empty] | Antimony (metallic) | Antimony | 1005 Antimony | Antimony | 7440360
| 7440-36-0 | Soil | Antimony (metallic) | 200.8 | [10 empty] | Antimony (metallic) | Antimony | 1005 Antimony | Antimony | 7440360
| 7440-36-0 | Water | Antimony (metallic) | 200.8 | [10 empty] | Antimony (metallic) | Antimony | 1005 Antimony | Antimony | 7440360
| 7440-36-0 | Soil | Antimony (metallic) | 6010B | [10 empty] | Antimony (metallic) | Antimony | 1005 Antimony | Antimony | 7440360
| 7440-36-0 | Water | Antimony (metallic) | 6010B | [10 empty] | Antimony (metallic) | Antimony | 1005 Antimony | Antimony | 7440360
| 7440-36-0 | Water | Antimony (metallic) | 6010B | [10 empty] | Antimony (metallic) | Antimony | 1005 Antimony | Antimony | 7440360
| 7440-36-0 | Soil | Antimony (metallic) | 6010C | [10 empty] | Antimony (metallic) | Antimony | 1005 Antimony | Antimony | 7440360
| 7440-36-0 | Water | Antimony (metallic) | 6010C | [10 empty] | Antimony (metallic) | Antimony | 1005 Antimony | Antimony | 7440360
| 7440-36-0 | Soil | Antimony (metallic) | 6010D | [10 empty] | Antimony (metallic) | Antimony | 1005 Antimony | Antimony | 7440360
| 7440-36-0 | Water | Antimony (metallic) | 6010D | [10 empty] | Antimony (metallic) | Antimony | 1005 Antimony | Antimony | 7440360
| 7440-36-0 | Soil | Antimony (metallic) | 6020 | [10 empty] | Antimony (metallic) | Antimony | 1005 Antimony | Antimony | 7440360
| 7440-36-0 | Water | Antimony (metallic) | 6020 | [10 empty] | Antimony (metallic) | Antimony | 1005 Antimony | Antimony | 7440360
| 7440-36-0 | Soil | Antimony (metallic) | 6020A | [10 empty] | Antimony (metallic) | Antimony | 1005 Antimony | Antimony | 7440360
| 7440-36-0 | Water | Antimony (metallic) | 6020A | [10 empty] | Antimony (metallic) | Antimony | 1005 Antimony | Antimony | 7440360
| 7440-36-0 | Soil | Antimony (metallic) | 6020B | [10 empty] | Antimony (metallic) | Antimony | 1005 Antimony | Antimony | 7440360
| 7440-36-0 | Water | Antimony (metallic) | 6020B | [10 empty] | Antimony (metallic) | Antimony | 1005 Antimony | Antimony | 7440360
| N/A | Soil | Aromatic Petroleum Hydrocarbons (>C10 – C12) | NW-VPH | [10 empty] | Aromatic Petroleum Hydrocarbons (>C10 – C12) |  |  |  | N/A
| N/A | Water | Aromatic Petroleum Hydrocarbons (>C10 – C12) | NW-VPH | [10 empty] | Aromatic Petroleum Hydrocarbons (>C10 – C12) |  |  |  | N/A
| N/A | Soil | Aromatic Petroleum Hydrocarbons (>C12 – C13) | NW-VPH | [10 empty] | Aromatic Petroleum Hydrocarbons (>C12 – C13) |  |  |  | N/A
| N/A | Water | Aromatic Petroleum Hydrocarbons (>C12 – C13) | NW-VPH | [10 empty] | Aromatic Petroleum Hydrocarbons (>C12 – C13) |  |  |  | N/A
| N/A | Soil | Aromatic Petroleum Hydrocarbons (>C21 – C34) | NW-EPH | [10 empty] | Aromatic Petroleum Hydrocarbons (>C21 – C34) |  |  |  | N/A
| N/A | Water | Aromatic Petroleum Hydrocarbons (>C21 – C34) | NW-EPH | [10 empty] | Aromatic Petroleum Hydrocarbons (>C21 – C34) |  |  |  | N/A
| N/A | Soil | Aromatic Petroleum Hydrocarbons (>C8 – C10) | NW-VPH | [10 empty] | Aromatic Petroleum Hydrocarbons (>C8 – C10) |  |  |  | N/A
| N/A | Water | Aromatic Petroleum Hydrocarbons (>C8 – C10) | NW-VPH | [10 empty] | Aromatic Petroleum Hydrocarbons (>C8 – C10) |  |  |  | N/A
| N/A | Soil | Aromatic Petroleum Hydrocarbons (C10 – C12) | NW-EPH | [10 empty] | Aromatic Petroleum Hydrocarbons (C10 – C12) |  |  |  | N/A
| N/A | Water | Aromatic Petroleum Hydrocarbons (C10 – C12) | NW-EPH | [10 empty] | Aromatic Petroleum Hydrocarbons (C10 – C12) |  |  |  | N/A
| N/A | Soil | Aromatic Petroleum Hydrocarbons (C10 – C12) | NW-VPH | [10 empty] | Aromatic Petroleum Hydrocarbons (C10 – C12) |  |  |  | N/A
| N/A | Water | Aromatic Petroleum Hydrocarbons (C10 – C12) | NW-VPH | [10 empty] | Aromatic Petroleum Hydrocarbons (C10 – C12) |  |  |  | N/A
| N/A | Soil | Aromatic Petroleum Hydrocarbons (C12 – C16) | NW-EPH | [10 empty] | Aromatic Petroleum Hydrocarbons (C12 – C16) |  |  |  | N/A
| N/A | Water | Aromatic Petroleum Hydrocarbons (C12 – C16) | NW-EPH | [10 empty] | Aromatic Petroleum Hydrocarbons (C12 – C16) |  |  |  | N/A
| N/A | Soil | Aromatic Petroleum Hydrocarbons (C16 – C21) | NW-EPH | [10 empty] | Aromatic Petroleum Hydrocarbons (C16 – C21) |  |  |  | N/A
| N/A | Water | Aromatic Petroleum Hydrocarbons (C16 – C21) | NW-EPH | [10 empty] | Aromatic Petroleum Hydrocarbons (C16 – C21) |  |  |  | N/A
| N/A | Soil | Aromatic Petroleum Hydrocarbons (C21 – C35) | NW-EPH | [10 empty] | Aromatic Petroleum Hydrocarbons (C21 – C35) |  |  |  | N/A
| N/A | Water | Aromatic Petroleum Hydrocarbons (C21 – C35) | NW-EPH | [10 empty] | Aromatic Petroleum Hydrocarbons (C21 – C35) |  |  |  | N/A
| N/A | Soil | Aromatic Petroleum Hydrocarbons (C8 – C10) | NW-EPH | [10 empty] | Aromatic Petroleum Hydrocarbons (C9 – C10) |  |  |  | N/A
| N/A | Water | Aromatic Petroleum Hydrocarbons (C8 – C10) | NW-EPH | [10 empty] | Aromatic Petroleum Hydrocarbons (C9 – C10) |  |  |  | N/A
| N/A | Soil | Aromatic Petroleum Hydrocarbons (C8 – C10) | NW-VPH | [10 empty] | Aromatic Petroleum Hydrocarbons (C9 – C10) |  |  |  | N/A
| N/A | Water | Aromatic Petroleum Hydrocarbons (C8 – C10) | NW-VPH | [10 empty] | Aromatic Petroleum Hydrocarbons (C9 – C10) |  |  |  | N/A
| 7440-38-2 | Soil | Arsenic, Inorganic | 200.7 | [10 empty] | Arsenic, Inorganic | Arsenic | 1010 Arsenic | Arsenic | 7440382
| 7440-38-2 | Water | Arsenic, Inorganic | 200.7 | [10 empty] | Arsenic, Inorganic | Arsenic | 1010 Arsenic | Arsenic | 7440382
| 7440-38-2 | Soil | Arsenic, Inorganic | 200.8 | [10 empty] | Arsenic, Inorganic | Arsenic | 1010 Arsenic | Arsenic | 7440382
| 7440-38-2 | Water | Arsenic, Inorganic | 200.8 | [10 empty] | Arsenic, Inorganic | Arsenic | 1010 Arsenic | Arsenic | 7440382
| 7440-38-2 | Soil | Arsenic, Inorganic | 6010B | [10 empty] | Arsenic, Inorganic | Arsenic | 1010 Arsenic | Arsenic | 7440382
| 7440-38-2 | Water | Arsenic, Inorganic | 6010B | [10 empty] | Arsenic, Inorganic | Arsenic | 1010 Arsenic | Arsenic | 7440382
| 7440-38-2 | Soil | Arsenic, Inorganic | 6010C | [10 empty] | Arsenic, Inorganic | Arsenic | 1010 Arsenic | Arsenic | 7440382
| 7440-38-2 | Water | Arsenic, Inorganic | 6010C | [10 empty] | Arsenic, Inorganic | Arsenic | 1010 Arsenic | Arsenic | 7440382
| 7440-38-2 | Soil | Arsenic, Inorganic | 6010D | [10 empty] | Arsenic, Inorganic | Arsenic | 1010 Arsenic | Arsenic | 7440382
| 7440-38-2 | Water | Arsenic, Inorganic | 6010D | [10 empty] | Arsenic, Inorganic | Arsenic | 1010 Arsenic | Arsenic | 7440382
| 7440-38-2 | Soil | Arsenic, Inorganic | 6020 | [10 empty] | Arsenic, Inorganic | Arsenic | 1010 Arsenic | Arsenic | 7440382
| 7440-38-2 | Water | Arsenic, Inorganic | 6020 | [10 empty] | Arsenic, Inorganic | Arsenic | 1010 Arsenic | Arsenic | 7440382
| 7440-38-2 | Soil | Arsenic, Inorganic | 6020A | [10 empty] | Arsenic, Inorganic | Arsenic | 1010 Arsenic | Arsenic | 7440382
| 7440-38-2 | Water | Arsenic, Inorganic | 6020A | [10 empty] | Arsenic, Inorganic | Arsenic | 1010 Arsenic | Arsenic | 7440382
| 7440-38-2 | Soil | Arsenic, Inorganic | 6020B | [10 empty] | Arsenic, Inorganic | Arsenic | 1010 Arsenic | Arsenic | 7440382
| 7440-38-2 | Water | Arsenic, Inorganic | 6020B | [10 empty] | Arsenic, Inorganic | Arsenic | 1010 Arsenic | Arsenic | 7440382
| 7440-39-3 | Soil | Barium | 200.7 | [10 empty] | Barium | Barium | 1015 Barium | Barium | 7440393
| 7440-39-3 | Water | Barium | 200.7 | [10 empty] | Barium | Barium | 1015 Barium | Barium | 7440393
| 7440-39-3 | Soil | Barium | 200.8 | [10 empty] | Barium | Barium | 1015 Barium | Barium | 7440393
| 7440-39-3 | Water | Barium | 200.8 | [10 empty] | Barium | Barium | 1015 Barium | Barium | 7440393
| 7440-39-3 | Soil | Barium | 6010B | [10 empty] | Barium | Barium | 1015 Barium | Barium | 7440393
| 7440-39-3 | Water | Barium | 6010B | [10 empty] | Barium | Barium | 1015 Barium | Barium | 7440393
| 7440-39-3 | Soil | Barium | 6010C | [10 empty] | Barium | Barium | 1015 Barium | Barium | 7440393
| 7440-39-3 | Water | Barium | 6010C | [10 empty] | Barium | Barium | 1015 Barium | Barium | 7440393
| 7440-39-3 | Soil | Barium | 6010D | [10 empty] | Barium | Barium | 1015 Barium | Barium | 7440393
| 7440-39-3 | Water | Barium | 6010D | [10 empty] | Barium | Barium | 1015 Barium | Barium | 7440393
| 7440-39-3 | Soil | Barium | 6020 | [10 empty] | Barium | Barium | 1015 Barium | Barium | 7440393
| 7440-39-3 | Water | Barium | 6020 | [10 empty] | Barium | Barium | 1015 Barium | Barium | 7440393
| 7440-39-3 | Soil | Barium | 6020A | [10 empty] | Barium | Barium | 1015 Barium | Barium | 7440393
| 7440-39-3 | Water | Barium | 6020A | [10 empty] | Barium | Barium | 1015 Barium | Barium | 7440393
| 7440-39-3 | Soil | Barium | 6020B | [10 empty] | Barium | Barium | 1015 Barium | Barium | 7440393
| 7440-39-3 | Water | Barium | 6020B | [10 empty] | Barium | Barium | 1015 Barium | Barium | 7440393
| 56-55-3 | Soil | Benz[a]anthracene | 610 | [10 empty] | Benz[a]anthracene | Benzo(a)anthracene | 5575 Benzo(a)anthracene | Benzo(a)anthracene | 56553
| 56-55-3 | Water | Benz[a]anthracene | 610 | [10 empty] | Benz[a]anthracene | Benzo(a)anthracene | 5575 Benzo(a)anthracene | Benzo(a)anthracene | 56553
| 56-55-3 | Soil | Benz[a]anthracene | 625 | [10 empty] | Benz[a]anthracene | Benzo(a)anthracene | 5575 Benzo(a)anthracene | Benzo(a)anthracene | 56553
| 56-55-3 | Water | Benz[a]anthracene | 625 | [10 empty] | Benz[a]anthracene | Benzo(a)anthracene | 5575 Benzo(a)anthracene | Benzo(a)anthracene | 56553
| 56-55-3 | Soil | Benz[a]anthracene | 625.1 | [10 empty] | Benz[a]anthracene | Benzo(a)anthracene | 5575 Benzo(a)anthracene | Benzo(a)anthracene | 56553
| 56-55-3 | Water | Benz[a]anthracene | 625.1 | [10 empty] | Benz[a]anthracene | Benzo(a)anthracene | 5575 Benzo(a)anthracene | Benzo(a)anthracene | 56553
| 56-55-3 | Soil | Benz[a]anthracene | 8310 | [10 empty] | Benz[a]anthracene | Benzo(a)anthracene | 5575 Benzo(a)anthracene | Benzo(a)anthracene | 56553
| 56-55-3 | Water | Benz[a]anthracene | 8310 | [10 empty] | Benz[a]anthracene | Benzo(a)anthracene | 5575 Benzo(a)anthracene | Benzo(a)anthracene | 56553
| 56-55-3 | Soil | Benz[a]anthracene | 8270D | [10 empty] | Benz[a]anthracene | Benzo(a)anthracene | 5575 Benzo(a)anthracene | Benzo(a)anthracene | 56553
| 56-55-3 | Water | Benz[a]anthracene | 8270D | [10 empty] | Benz[a]anthracene | Benzo(a)anthracene | 5575 Benzo(a)anthracene | Benzo(a)anthracene | 56553
| 56-55-3 | Soil | Benz[a]anthracene | 8270D-SIM | [10 empty] | Benz[a]anthracene | Benzo(a)anthracene | 5575 Benzo(a)anthracene | Benzo(a)anthracene | 56553
| 56-55-3 | Water | Benz[a]anthracene | 8270D-SIM | [10 empty] | Benz[a]anthracene | Benzo(a)anthracene | 5575 Benzo(a)anthracene | Benzo(a)anthracene | 56553
| 56-55-3 | Soil | Benz[a]anthracene | 8270E | [10 empty] | Benz[a]anthracene | Benzo(a)anthracene | 5575 Benzo(a)anthracene | Benzo(a)anthracene | 56553
| 56-55-3 | Water | Benz[a]anthracene | 8270E | [10 empty] | Benz[a]anthracene | Benzo(a)anthracene | 5575 Benzo(a)anthracene | Benzo(a)anthracene | 56553
| 56-55-3 | Soil | Benz[a]anthracene | 8270E-SIM | [10 empty] | Benz[a]anthracene | Benzo(a)anthracene | 5575 Benzo(a)anthracene | Benzo(a)anthracene | 56553
| 56-55-3 | Water | Benz[a]anthracene | 8270E-SIM | [10 empty] | Benz[a]anthracene | Benzo(a)anthracene | 5575 Benzo(a)anthracene | Benzo(a)anthracene | 56553
| 56-55-3 | Air | Benz[a]anthracene | TO-13A | [10 empty] | Benz[a]anthracene | Benzo(a)anthracene | 5575 Benzo(a)anthracene | Benzo(a)anthracene | 56553
| 56-55-3 | Air | Benz[a]anthracene | TO-13A SIM | [10 empty] | Benz[a]anthracene | Benzo(a)anthracene | 5575 Benzo(a)anthracene | Benzo(a)anthracene | 56553
| 100-52-7 | Soil | Benzaldehyde | 625.1 | [10 empty] | Benzaldehyde |  | 5570 Benzaldehyde
| 100-52-7 | Soil | Benzaldehyde | 8270D | [10 empty] | Benzaldehyde | Benzaldehyde | 5570 Benzaldehyde |  | 100527
| 100-52-7 | Water | Benzaldehyde | 8270D | [10 empty] | Benzaldehyde | Benzaldehyde | 5570 Benzaldehyde |  | 100527
| 100-52-7 | Soil | Benzaldehyde | 8270D-SIM | [10 empty] | Benzaldehyde | Benzaldehyde | 5570 Benzaldehyde |  | 100527
| 100-52-7 | Water | Benzaldehyde | 8270D-SIM | [10 empty] | Benzaldehyde | Benzaldehyde | 5570 Benzaldehyde |  | 100527
| 100-52-7 | Soil | Benzaldehyde | 8270E | [10 empty] | Benzaldehyde | Benzaldehyde | 5570 Benzaldehyde |  | 100527
| 100-52-7 | Water | Benzaldehyde | 8270E | [10 empty] | Benzaldehyde | Benzaldehyde | 5570 Benzaldehyde |  | 100527
| 100-52-7 | Soil | Benzaldehyde | 8270E-SIM | [10 empty] | Benzaldehyde | Benzaldehyde | 5570 Benzaldehyde |  | 100527
| 100-52-7 | Water | Benzaldehyde | 8270E-SIM | [10 empty] | Benzaldehyde | Benzaldehyde | 5570 Benzaldehyde |  | 100527
| 71-43-2 | Soil | Benzene | 524.2 | [10 empty] | Benzene | Benzene | Benzene | Benzene | 71432
| 71-43-2 | Water | Benzene | 524.2 | [10 empty] | Benzene | Benzene | Benzene | Benzene | 71432
| 71-43-2 | Soil | Benzene | 602 | [10 empty] | Benzene |  | Benzene
| 71-43-2 | Soil | Benzene | 624 | [10 empty] | Benzene | Benzene | Benzene | Benzene | 71432
| 71-43-2 | Water | Benzene | 624 | [10 empty] | Benzene | Benzene | Benzene | Benzene | 71432
| 71-43-2 | Soil | Benzene | 624.1 | [10 empty] | Benzene | Benzene | Benzene | Benzene | 71432
| 71-43-2 | Water | Benzene | 624.1 | [10 empty] | Benzene | Benzene | Benzene | Benzene | 71432
| 71-43-2 | Soil | Benzene | 8021B | [10 empty] | Benzene | Benzene | Benzene | Benzene | 71432
| 71-43-2 | Water | Benzene | 8021B | [10 empty] | Benzene | Benzene | Benzene | Benzene | 71432
| 71-43-2 | Soil | Benzene | 8260C | [10 empty] | Benzene | Benzene | Benzene | Benzene | 71432
| 71-43-2 | Water | Benzene | 8260C | [10 empty] | Benzene | Benzene | Benzene | Benzene | 71432
| 71-43-2 | Soil | Benzene | 8260C-SIM | [10 empty] | Benzene | Benzene | Benzene | Benzene | 71432
| 71-43-2 | Water | Benzene | 8260C-SIM | [10 empty] | Benzene | Benzene | Benzene | Benzene | 71432
| 71-43-2 | Soil | Benzene | 8260D | [10 empty] | Benzene | Benzene | Benzene | Benzene | 71432
| 71-43-2 | Water | Benzene | 8260D | [10 empty] | Benzene | Benzene | Benzene | Benzene | 71432
| 71-43-2 | Soil | Benzene | 8260D-SIM | [10 empty] | Benzene | Benzene | Benzene | Benzene | 71432
| 71-43-2 | Water | Benzene | 8260D-SIM | [10 empty] | Benzene | Benzene | Benzene | Benzene | 71432
| 71-43-2 | Air | Benzene | TO-14A | [10 empty] | Benzene | Benzene | Benzene | Benzene | 71432
| 71-43-2 | Air | Benzene | TO-15 | [10 empty] | Benzene | Benzene | Benzene | Benzene | 71432
| 71-43-2 | Air | Benzene | TO-15 SIM | [10 empty] | Benzene | Benzene | Benzene | Benzene | 71432
| 71-43-2 | Air | Benzene | TO-17 | [10 empty] | Benzene | Benzene | Benzene | Benzene | 71432
| 71-43-2 | Air | Benzene | TO-3 | [10 empty] | Benzene | Benzene | Benzene | Benzene | 71432
| 50-32-8 | Soil | Benzo[a]pyrene | 610 | [10 empty] | Benzo[a]pyrene | Benzo(a)pyrene | 5580 Benzo(a)pyrene | Benzo(a)pyrene | 50328
| 50-32-8 | Water | Benzo[a]pyrene | 610 | [10 empty] | Benzo[a]pyrene | Benzo(a)pyrene | 5580 Benzo(a)pyrene | Benzo(a)pyrene | 50328
| 50-32-8 | Soil | Benzo[a]pyrene | 625.1 | [10 empty] | Benzo[a]pyrene | Benzo(a)pyrene | 5580 Benzo(a)pyrene | Benzo(a)pyrene | 50328
| 50-32-8 | Water | Benzo[a]pyrene | 625.1 | [10 empty] | Benzo[a]pyrene | Benzo(a)pyrene | 5580 Benzo(a)pyrene | Benzo(a)pyrene | 50328
| 50-32-8 | Soil | Benzo[a]pyrene | 8310 | [10 empty] | Benzo[a]pyrene | Benzo(a)pyrene | 5580 Benzo(a)pyrene | Benzo(a)pyrene | 50328
| 50-32-8 | Water | Benzo[a]pyrene | 8310 | [10 empty] | Benzo[a]pyrene | Benzo(a)pyrene | 5580 Benzo(a)pyrene | Benzo(a)pyrene | 50328
| 50-32-8 | Soil | Benzo[a]pyrene | 625 | [10 empty] | Benzo[a]pyrene | Benzo(a)pyrene | 5580 Benzo(a)pyrene | Benzo(a)pyrene | 50328
| 50-32-8 | Water | Benzo[a]pyrene | 625 | [10 empty] | Benzo[a]pyrene | Benzo(a)pyrene | 5580 Benzo(a)pyrene | Benzo(a)pyrene | 50328
| 50-32-8 | Soil | Benzo[a]pyrene | 8270D | [10 empty] | Benzo[a]pyrene | Benzo(a)pyrene | 5580 Benzo(a)pyrene | Benzo(a)pyrene | 50328
| 50-32-8 | Water | Benzo[a]pyrene | 8270D | [10 empty] | Benzo[a]pyrene | Benzo(a)pyrene | 5580 Benzo(a)pyrene | Benzo(a)pyrene | 50328
| 50-32-8 | Soil | Benzo[a]pyrene | 8270D-SIM | [10 empty] | Benzo[a]pyrene | Benzo(a)pyrene | 5580 Benzo(a)pyrene | Benzo(a)pyrene | 50328
| 50-32-8 | Water | Benzo[a]pyrene | 8270D-SIM | [10 empty] | Benzo[a]pyrene | Benzo(a)pyrene | 5580 Benzo(a)pyrene | Benzo(a)pyrene | 50328
| 50-32-8 | Soil | Benzo[a]pyrene | 8270E | [10 empty] | Benzo[a]pyrene | Benzo(a)pyrene | 5580 Benzo(a)pyrene | Benzo(a)pyrene | 50328
| 50-32-8 | Water | Benzo[a]pyrene | 8270E | [10 empty] | Benzo[a]pyrene | Benzo(a)pyrene | 5580 Benzo(a)pyrene | Benzo(a)pyrene | 50328
| 50-32-8 | Soil | Benzo[a]pyrene | 8270E-SIM | [10 empty] | Benzo[a]pyrene | Benzo(a)pyrene | 5580 Benzo(a)pyrene | Benzo(a)pyrene | 50328
| 50-32-8 | Water | Benzo[a]pyrene | 8270E-SIM | [10 empty] | Benzo[a]pyrene | Benzo(a)pyrene | 5580 Benzo(a)pyrene | Benzo(a)pyrene | 50328
| 50-32-8 | Air | Benzo[a]pyrene | TO-13A | [10 empty] | Benzo[a]pyrene | Benzo(a)pyrene | 5580 Benzo(a)pyrene | Benzo(a)pyrene | 50328
| 50-32-8 | Air | Benzo[a]pyrene | TO-13A SIM | [10 empty] | Benzo[a]pyrene | Benzo(a)pyrene | 5580 Benzo(a)pyrene | Benzo(a)pyrene | 50328
| 205-99-2 | Water | Benzo[b]fluoranthene | 525.2 | [10 empty] | Benzo[b]fluoranthene | Benzo(b)fluoranthene | 5585 Benzo[b]fluoranthene | Benzo[b]fluoranthene | 205992
| 205-99-2 | Soil | Benzo[b]fluoranthene | 610 | [10 empty] | Benzo[b]fluoranthene | Benzo(b)fluoranthene | 5585 Benzo[b]fluoranthene | Benzo[b]fluoranthene | 205992
| 205-99-2 | Water | Benzo[b]fluoranthene | 610 | [10 empty] | Benzo[b]fluoranthene | Benzo(b)fluoranthene | 5585 Benzo[b]fluoranthene | Benzo[b]fluoranthene | 205992
| 205-99-2 | Soil | Benzo[b]fluoranthene | 625.1 | [10 empty] | Benzo[b]fluoranthene | Benzo(b)fluoranthene | 5585 Benzo[b]fluoranthene | Benzo[b]fluoranthene | 205992
| 205-99-2 | Water | Benzo[b]fluoranthene | 625.1 | [10 empty] | Benzo[b]fluoranthene | Benzo(b)fluoranthene | 5585 Benzo[b]fluoranthene | Benzo[b]fluoranthene | 205992
| 205-99-2 | Soil | Benzo[b]fluoranthene | 8310 | [10 empty] | Benzo[b]fluoranthene | Benzo(b)fluoranthene | 5585 Benzo[b]fluoranthene | Benzo[b]fluoranthene | 205992
| 205-99-2 | Water | Benzo[b]fluoranthene | 8310 | [10 empty] | Benzo[b]fluoranthene | Benzo(b)fluoranthene | 5585 Benzo[b]fluoranthene | Benzo[b]fluoranthene | 205992
| 205-99-2 | Soil | Benzo[b]fluoranthene | 625 | [10 empty] | Benzo[b]fluoranthene | Benzo(b)fluoranthene | 5585 Benzo[b]fluoranthene | Benzo[b]fluoranthene | 205992
| 205-99-2 | Water | Benzo[b]fluoranthene | 625 | [10 empty] | Benzo[b]fluoranthene | Benzo(b)fluoranthene | 5585 Benzo[b]fluoranthene | Benzo[b]fluoranthene | 205992
| 205-99-2 | Soil | Benzo[b]fluoranthene | 8270D | [10 empty] | Benzo[b]fluoranthene | Benzo(b)fluoranthene | 5585 Benzo[b]fluoranthene | Benzo[b]fluoranthene | 205992
| 205-99-2 | Water | Benzo[b]fluoranthene | 8270D | [10 empty] | Benzo[b]fluoranthene | Benzo(b)fluoranthene | 5585 Benzo[b]fluoranthene | Benzo[b]fluoranthene | 205992
| 205-99-2 | Soil | Benzo[b]fluoranthene | 8270D-SIM | [10 empty] | Benzo[b]fluoranthene | Benzo(b)fluoranthene | 5585 Benzo[b]fluoranthene | Benzo[b]fluoranthene | 205992
| 205-99-2 | Water | Benzo[b]fluoranthene | 8270D-SIM | [10 empty] | Benzo[b]fluoranthene | Benzo(b)fluoranthene | 5585 Benzo[b]fluoranthene | Benzo[b]fluoranthene | 205992
| 205-99-2 | Soil | Benzo[b]fluoranthene | 8270E | [10 empty] | Benzo[b]fluoranthene | Benzo(b)fluoranthene | 5585 Benzo[b]fluoranthene | Benzo[b]fluoranthene | 205992
| 205-99-2 | Water | Benzo[b]fluoranthene | 8270E | [10 empty] | Benzo[b]fluoranthene | Benzo(b)fluoranthene | 5585 Benzo[b]fluoranthene | Benzo[b]fluoranthene | 205992
| 205-99-2 | Soil | Benzo[b]fluoranthene | 8270E-SIM | [10 empty] | Benzo[b]fluoranthene | Benzo(b)fluoranthene | 5585 Benzo[b]fluoranthene | Benzo[b]fluoranthene | 205992
| 205-99-2 | Water | Benzo[b]fluoranthene | 8270E-SIM | [10 empty] | Benzo[b]fluoranthene | Benzo(b)fluoranthene | 5585 Benzo[b]fluoranthene | Benzo[b]fluoranthene | 205992
| 205-99-2 | Air | Benzo[b]fluoranthene | TO-13A | [10 empty] | Benzo[b]fluoranthene | Benzo(b)fluoranthene | 5585 Benzo[b]fluoranthene | Benzo[b]fluoranthene | 205992
| 205-99-2 | Air | Benzo[b]fluoranthene | TO-13A SIM | [10 empty] | Benzo[b]fluoranthene | Benzo(b)fluoranthene | 5585 Benzo[b]fluoranthene | Benzo[b]fluoranthene | 205992
| 191-24-2 | Water | Benzo[g,h,i]perylene | 525.2 | [10 empty] | Benzo[g,h,i]perylene | Benzo(g,h,i)perylene | 5590 Benzo(g,h,i)perylene | Benzo(g,h,i)perylene | 191242
| 191-24-2 | Soil | Benzo[g,h,i]perylene | 610 | [10 empty] | Benzo[g,h,i]perylene | Benzo(g,h,i)perylene | 5590 Benzo(g,h,i)perylene | Benzo(g,h,i)perylene | 191242
| 191-24-2 | Water | Benzo[g,h,i]perylene | 610 | [10 empty] | Benzo[g,h,i]perylene | Benzo(g,h,i)perylene | 5590 Benzo(g,h,i)perylene | Benzo(g,h,i)perylene | 191242
| 191-24-2 | Soil | Benzo[g,h,i]perylene | 625.1 | [10 empty] | Benzo[g,h,i]perylene | Benzo(g,h,i)perylene | 5590 Benzo(g,h,i)perylene | Benzo(g,h,i)perylene | 191242
| 191-24-2 | Water | Benzo[g,h,i]perylene | 625.1 | [10 empty] | Benzo[g,h,i]perylene | Benzo(g,h,i)perylene | 5590 Benzo(g,h,i)perylene | Benzo(g,h,i)perylene | 191242
| 191-24-2 | Soil | Benzo[g,h,i]perylene | 8310 | [10 empty] | Benzo[g,h,i]perylene | Benzo(g,h,i)perylene | 5590 Benzo(g,h,i)perylene | Benzo(g,h,i)perylene | 191242
| 191-24-2 | Water | Benzo[g,h,i]perylene | 8310 | [10 empty] | Benzo[g,h,i]perylene | Benzo(g,h,i)perylene | 5590 Benzo(g,h,i)perylene | Benzo(g,h,i)perylene | 191242
| 191-24-2 | Soil | Benzo[g,h,i]perylene | 625 | [10 empty] | Benzo[g,h,i]perylene | Benzo(g,h,i)perylene | 5590 Benzo(g,h,i)perylene | Benzo(g,h,i)perylene | 191242
| 191-24-2 | Water | Benzo[g,h,i]perylene | 625 | [10 empty] | Benzo[g,h,i]perylene | Benzo(g,h,i)perylene | 5590 Benzo(g,h,i)perylene | Benzo(g,h,i)perylene | 191242
| 191-24-2 | Soil | Benzo[g,h,i]perylene | 8270D | [10 empty] | Benzo[g,h,i]perylene | Benzo(g,h,i)perylene | 5590 Benzo(g,h,i)perylene | Benzo(g,h,i)perylene | 191242
| 191-24-2 | Water | Benzo[g,h,i]perylene | 8270D | [10 empty] | Benzo[g,h,i]perylene | Benzo(g,h,i)perylene | 5590 Benzo(g,h,i)perylene | Benzo(g,h,i)perylene | 191242
| 191-24-2 | Soil | Benzo[g,h,i]perylene | 8270D-SIM | [10 empty] | Benzo[g,h,i]perylene | Benzo(g,h,i)perylene | 5590 Benzo(g,h,i)perylene | Benzo(g,h,i)perylene | 191242
| 191-24-2 | Water | Benzo[g,h,i]perylene | 8270D-SIM | [10 empty] | Benzo[g,h,i]perylene | Benzo(g,h,i)perylene | 5590 Benzo(g,h,i)perylene | Benzo(g,h,i)perylene | 191242
| 191-24-2 | Soil | Benzo[g,h,i]perylene | 8270E | [10 empty] | Benzo[g,h,i]perylene | Benzo(g,h,i)perylene | 5590 Benzo(g,h,i)perylene | Benzo(g,h,i)perylene | 191242
| 191-24-2 | Water | Benzo[g,h,i]perylene | 8270E | [10 empty] | Benzo[g,h,i]perylene | Benzo(g,h,i)perylene | 5590 Benzo(g,h,i)perylene | Benzo(g,h,i)perylene | 191242
| 191-24-2 | Soil | Benzo[g,h,i]perylene | 8270E-SIM | [10 empty] | Benzo[g,h,i]perylene | Benzo(g,h,i)perylene | 5590 Benzo(g,h,i)perylene | Benzo(g,h,i)perylene | 191242
| 191-24-2 | Water | Benzo[g,h,i]perylene | 8270E-SIM | [10 empty] | Benzo[g,h,i]perylene | Benzo(g,h,i)perylene | 5590 Benzo(g,h,i)perylene | Benzo(g,h,i)perylene | 191242
| 191-24-2 | Air | Benzo[g,h,i]perylene | TO-13A | [10 empty] | Benzo[g,h,i]perylene | Benzo(g,h,i)perylene | 5590 Benzo(g,h,i)perylene | Benzo(g,h,i)perylene | 191242
| 191-24-2 | Air | Benzo[g,h,i]perylene | TO-13A SIM | [10 empty] | Benzo[g,h,i]perylene | Benzo(g,h,i)perylene | 5590 Benzo(g,h,i)perylene | Benzo(g,h,i)perylene | 191242
| 207-08-9 | Water | Benzo[k]fluoranthene | 525.2 | [10 empty] | Benzo[k]fluoranthene | Benzo(k)fluoranthene | 5600 Benzo(k)fluoranthene | Benzo(k)fluoranthene | 207089
| 207-08-9 | Soil | Benzo[k]fluoranthene | 610 | [10 empty] | Benzo[k]fluoranthene | Benzo(k)fluoranthene | 5600 Benzo(k)fluoranthene | Benzo(k)fluoranthene | 207089
| 207-08-9 | Water | Benzo[k]fluoranthene | 610 | [10 empty] | Benzo[k]fluoranthene | Benzo(k)fluoranthene | 5600 Benzo(k)fluoranthene | Benzo(k)fluoranthene | 207089
| 207-08-9 | Soil | Benzo[k]fluoranthene | 625.1 | [10 empty] | Benzo[k]fluoranthene | Benzo(k)fluoranthene | 5600 Benzo(k)fluoranthene | Benzo(k)fluoranthene | 207089
| 207-08-9 | Water | Benzo[k]fluoranthene | 625.1 | [10 empty] | Benzo[k]fluoranthene | Benzo(k)fluoranthene | 5600 Benzo(k)fluoranthene | Benzo(k)fluoranthene | 207089
| 207-08-9 | Soil | Benzo[k]fluoranthene | 8310 | [10 empty] | Benzo[k]fluoranthene | Benzo(k)fluoranthene | 5600 Benzo(k)fluoranthene | Benzo(k)fluoranthene | 207089
| 207-08-9 | Water | Benzo[k]fluoranthene | 8310 | [10 empty] | Benzo[k]fluoranthene | Benzo(k)fluoranthene | 5600 Benzo(k)fluoranthene | Benzo(k)fluoranthene | 207089
| 207-08-9 | Soil | Benzo[k]fluoranthene | 625 | [10 empty] | Benzo[k]fluoranthene | Benzo(k)fluoranthene | 5600 Benzo(k)fluoranthene | Benzo(k)fluoranthene | 207089
| 207-08-9 | Water | Benzo[k]fluoranthene | 625 | [10 empty] | Benzo[k]fluoranthene | Benzo(k)fluoranthene | 5600 Benzo(k)fluoranthene | Benzo(k)fluoranthene | 207089
| 207-08-9 | Soil | Benzo[k]fluoranthene | 8270D | [10 empty] | Benzo[k]fluoranthene | Benzo(k)fluoranthene | 5600 Benzo(k)fluoranthene | Benzo(k)fluoranthene | 207089
| 207-08-9 | Water | Benzo[k]fluoranthene | 8270D | [10 empty] | Benzo[k]fluoranthene | Benzo(k)fluoranthene | 5600 Benzo(k)fluoranthene | Benzo(k)fluoranthene | 207089
| 207-08-9 | Soil | Benzo[k]fluoranthene | 8270D-SIM | [10 empty] | Benzo[k]fluoranthene | Benzo(k)fluoranthene | 5600 Benzo(k)fluoranthene | Benzo(k)fluoranthene | 207089
| 207-08-9 | Water | Benzo[k]fluoranthene | 8270D-SIM | [10 empty] | Benzo[k]fluoranthene | Benzo(k)fluoranthene | 5600 Benzo(k)fluoranthene | Benzo(k)fluoranthene | 207089
| 207-08-9 | Soil | Benzo[k]fluoranthene | 8270E | [10 empty] | Benzo[k]fluoranthene | Benzo(k)fluoranthene | 5600 Benzo(k)fluoranthene | Benzo(k)fluoranthene | 207089
| 207-08-9 | Water | Benzo[k]fluoranthene | 8270E | [10 empty] | Benzo[k]fluoranthene | Benzo(k)fluoranthene | 5600 Benzo(k)fluoranthene | Benzo(k)fluoranthene | 207089
| 207-08-9 | Soil | Benzo[k]fluoranthene | 8270E-SIM | [10 empty] | Benzo[k]fluoranthene | Benzo(k)fluoranthene | 5600 Benzo(k)fluoranthene | Benzo(k)fluoranthene | 207089
| 207-08-9 | Water | Benzo[k]fluoranthene | 8270E-SIM | [10 empty] | Benzo[k]fluoranthene | Benzo(k)fluoranthene | 5600 Benzo(k)fluoranthene | Benzo(k)fluoranthene | 207089
| 207-08-9 | Air | Benzo[k]fluoranthene | TO-13A | [10 empty] | Benzo[k]fluoranthene | Benzo(k)fluoranthene | 5600 Benzo(k)fluoranthene | Benzo(k)fluoranthene | 207089
| 207-08-9 | Air | Benzo[k]fluoranthene | TO-13A SIM | [10 empty] | Benzo[k]fluoranthene | Benzo(k)fluoranthene | 5600 Benzo(k)fluoranthene | Benzo(k)fluoranthene | 207089
| 65-85-0 | Water | Benzoic Acid | 625.1 | [10 empty] | Benzoic Acid | Benzoic Acid | 5610 Benzoic acid | Benzoic Acid | 65850
| 65-85-0 | Soil | Benzoic Acid | 8270D | [10 empty] | Benzoic Acid | Benzoic Acid | 5610 Benzoic acid | Benzoic Acid | 65850
| 65-85-0 | Water | Benzoic Acid | 8270D | [10 empty] | Benzoic Acid | Benzoic Acid | 5610 Benzoic acid | Benzoic Acid | 65850
| 65-85-0 | Soil | Benzoic Acid | 8270D-SIM | [10 empty] | Benzoic Acid | Benzoic Acid | 5610 Benzoic acid | Benzoic Acid | 65850
| 65-85-0 | Water | Benzoic Acid | 8270D-SIM | [10 empty] | Benzoic Acid | Benzoic Acid | 5610 Benzoic acid | Benzoic Acid | 65850
| 65-85-0 | Soil | Benzoic Acid | 8270E | [10 empty] | Benzoic Acid | Benzoic Acid | 5610 Benzoic acid | Benzoic Acid | 65850
| 65-85-0 | Water | Benzoic Acid | 8270E | [10 empty] | Benzoic Acid | Benzoic Acid | 5610 Benzoic acid | Benzoic Acid | 65850
| 65-85-0 | Soil | Benzoic Acid | 8270E-SIM | [10 empty] | Benzoic Acid | Benzoic Acid | 5610 Benzoic acid | Benzoic Acid | 65850
| 65-85-0 | Water | Benzoic Acid | 8270E-SIM | [10 empty] | Benzoic Acid | Benzoic Acid | 5610 Benzoic acid | Benzoic Acid | 65850
| 100-51-6 | Water | Benzyl Alcohol | 625.1 | [10 empty] | Benzyl Alcohol |  | 5630 Benzyl alcohol
| 100-51-6 | Soil | Benzyl Alcohol | 8270D | [10 empty] | Benzyl Alcohol | Benzyl Alcohol | 5630 Benzyl alcohol | Benzyl Alcohol | 100516
| 100-51-6 | Water | Benzyl Alcohol | 8270D | [10 empty] | Benzyl Alcohol | Benzyl Alcohol | 5630 Benzyl alcohol | Benzyl Alcohol | 100516
| 100-51-6 | Soil | Benzyl Alcohol | 8270D-SIM | [10 empty] | Benzyl Alcohol | Benzyl Alcohol | 5630 Benzyl alcohol | Benzyl Alcohol | 100516
| 100-51-6 | Water | Benzyl Alcohol | 8270D-SIM | [10 empty] | Benzyl Alcohol | Benzyl Alcohol | 5630 Benzyl alcohol | Benzyl Alcohol | 100516
| 100-51-6 | Soil | Benzyl Alcohol | 8270E | [10 empty] | Benzyl Alcohol | Benzyl Alcohol | 5630 Benzyl alcohol | Benzyl Alcohol | 100516
| 100-51-6 | Water | Benzyl Alcohol | 8270E | [10 empty] | Benzyl Alcohol | Benzyl Alcohol | 5630 Benzyl alcohol | Benzyl Alcohol | 100516
| 100-51-6 | Soil | Benzyl Alcohol | 8270E-SIM | [10 empty] | Benzyl Alcohol | Benzyl Alcohol | 5630 Benzyl alcohol | Benzyl Alcohol | 100516
| 100-51-6 | Water | Benzyl Alcohol | 8270E-SIM | [10 empty] | Benzyl Alcohol | Benzyl Alcohol | 5630 Benzyl alcohol | Benzyl Alcohol | 100516
| 7440-41-7 | Soil | Beryllium and compounds | 200.7 | [10 empty] | Beryllium and compounds | Beryllium | 1020 Beryllium | Beryllium | 7440417
| 7440-41-7 | Water | Beryllium and compounds | 200.7 | [10 empty] | Beryllium and compounds | Beryllium | 1020 Beryllium | Beryllium | 7440417
| 7440-41-7 | Soil | Beryllium and compounds | 200.8 | [10 empty] | Beryllium and compounds | Beryllium | 1020 Beryllium | Beryllium | 7440417
| 7440-41-7 | Water | Beryllium and compounds | 200.8 | [10 empty] | Beryllium and compounds | Beryllium | 1020 Beryllium | Beryllium | 7440417
| 7440-41-7 | Soil | Beryllium and compounds | 6010B | [10 empty] | Beryllium and compounds | Beryllium | 1020 Beryllium | Beryllium | 7440417
| 7440-41-7 | Water | Beryllium and compounds | 6010B | [10 empty] | Beryllium and compounds | Beryllium | 1020 Beryllium | Beryllium | 7440417
| 7440-41-7 | Soil | Beryllium and compounds | 6010C | [10 empty] | Beryllium and compounds | Beryllium | 1020 Beryllium | Beryllium | 7440417
| 7440-41-7 | Water | Beryllium and compounds | 6010C | [10 empty] | Beryllium and compounds | Beryllium | 1020 Beryllium | Beryllium | 7440417
| 7440-41-7 | Soil | Beryllium and compounds | 6010D | [10 empty] | Beryllium and compounds | Beryllium | 1020 Beryllium | Beryllium | 7440417
| 7440-41-7 | Water | Beryllium and compounds | 6010D | [10 empty] | Beryllium and compounds | Beryllium | 1020 Beryllium | Beryllium | 7440417
| 7440-41-7 | Soil | Beryllium and compounds | 6020 | [10 empty] | Beryllium and compounds | Beryllium | 1020 Beryllium | Beryllium | 7440417
| 7440-41-7 | Water | Beryllium and compounds | 6020 | [10 empty] | Beryllium and compounds | Beryllium | 1020 Beryllium | Beryllium | 7440417
| 7440-41-7 | Soil | Beryllium and compounds | 6020A | [10 empty] | Beryllium and compounds | Beryllium | 1020 Beryllium | Beryllium | 7440417
| 7440-41-7 | Water | Beryllium and compounds | 6020A | [10 empty] | Beryllium and compounds | Beryllium | 1020 Beryllium | Beryllium | 7440417
| 7440-41-7 | Soil | Beryllium and compounds | 6020B | [10 empty] | Beryllium and compounds | Beryllium | 1020 Beryllium | Beryllium | 7440417
| 7440-41-7 | Water | Beryllium and compounds | 6020B | [10 empty] | Beryllium and compounds | Beryllium | 1020 Beryllium | Beryllium | 7440417
| 111-44-4 | Soil | Bis(2-chloroethyl)ether | 625.1 | [10 empty] | Bis(2-chloroethyl)ether | bis(2-Chloroethyl) ether | 5765 bis(2-Chloroethyl) ether | bis(2-Chloroethyl) ether | 111444
| 111-44-4 | Water | Bis(2-chloroethyl)ether | 625.1 | [10 empty] | Bis(2-chloroethyl)ether | bis(2-Chloroethyl) ether | 5765 bis(2-Chloroethyl) ether | bis(2-Chloroethyl) ether | 111444
| 111-44-4 | Soil | Bis(2-chloroethyl)ether | 625 | [10 empty] | Bis(2-chloroethyl)ether | bis(2-Chloroethyl) ether | 5765 bis(2-Chloroethyl) ether | bis(2-Chloroethyl) ether | 111444
| 111-44-4 | Water | Bis(2-chloroethyl)ether | 625 | [10 empty] | Bis(2-chloroethyl)ether | bis(2-Chloroethyl) ether | 5765 bis(2-Chloroethyl) ether | bis(2-Chloroethyl) ether | 111444
| 111-44-4 | Soil | Bis(2-chloroethyl)ether | 8270D | [10 empty] | Bis(2-chloroethyl)ether | bis(2-Chloroethyl) ether | 5765 bis(2-Chloroethyl) ether | bis(2-Chloroethyl) ether | 111444
| 111-44-4 | Water | Bis(2-chloroethyl)ether | 8270D | [10 empty] | Bis(2-chloroethyl)ether | bis(2-Chloroethyl) ether | 5765 bis(2-Chloroethyl) ether | bis(2-Chloroethyl) ether | 111444
| 111-44-4 | Soil | Bis(2-chloroethyl)ether | 8270D-SIM | [10 empty] | Bis(2-chloroethyl)ether | bis(2-Chloroethyl) ether | 5765 bis(2-Chloroethyl) ether | bis(2-Chloroethyl) ether | 111444
| 111-44-4 | Water | Bis(2-chloroethyl)ether | 8270D-SIM | [10 empty] | Bis(2-chloroethyl)ether | bis(2-Chloroethyl) ether | 5765 bis(2-Chloroethyl) ether | bis(2-Chloroethyl) ether | 111444
| 111-44-4 | Soil | Bis(2-chloroethyl)ether | 8270E | [10 empty] | Bis(2-chloroethyl)ether | bis(2-Chloroethyl) ether | 5765 bis(2-Chloroethyl) ether | bis(2-Chloroethyl) ether | 111444
| 111-44-4 | Water | Bis(2-chloroethyl)ether | 8270E | [10 empty] | Bis(2-chloroethyl)ether | bis(2-Chloroethyl) ether | 5765 bis(2-Chloroethyl) ether | bis(2-Chloroethyl) ether | 111444
| 111-44-4 | Soil | Bis(2-chloroethyl)ether | 8270E-SIM | [10 empty] | Bis(2-chloroethyl)ether | bis(2-Chloroethyl) ether | 5765 bis(2-Chloroethyl) ether | bis(2-Chloroethyl) ether | 111444
| 111-44-4 | Water | Bis(2-chloroethyl)ether | 8270E-SIM | [10 empty] | Bis(2-chloroethyl)ether | bis(2-Chloroethyl) ether | 5765 bis(2-Chloroethyl) ether | bis(2-Chloroethyl) ether | 111444
| 111-44-4 | Air | Bis(2-chloroethyl)ether | TO-15 | [10 empty] | Bis(2-chloroethyl)ether | bis(2-Chloroethyl) ether | 5765 bis(2-Chloroethyl) ether | bis(2-Chloroethyl) ether | 111444
| 111-44-4 | Air | Bis(2-chloroethyl)ether | TO-15 SIM | [10 empty] | Bis(2-chloroethyl)ether | bis(2-Chloroethyl) ether | 5765 bis(2-Chloroethyl) ether | bis(2-Chloroethyl) ether | 111444
| 117-81-7 | Soil | Bis(2-ethylhexyl)phthalate (DEHP) | 625.1 | [10 empty] | Bis(2-ethylhexyl)phthalate (DEHP) | Di(2-ethylhexyl) phthalate (DEHP) | 6065 Di(2-ethylhexyl) phthalate (bis(2-Ethylhexyl)phthalate, DEHP) | Di(2-ethylhexyl) phthalate (bis(2-Ethylhexyl)phthalate, DEHP) | 117817
| 117-81-7 | Water | Bis(2-ethylhexyl)phthalate (DEHP) | 625.1 | [10 empty] | Bis(2-ethylhexyl)phthalate (DEHP) | Di(2-ethylhexyl) phthalate (DEHP) | 6065 Di(2-ethylhexyl) phthalate (bis(2-Ethylhexyl)phthalate, DEHP) | Di(2-ethylhexyl) phthalate (bis(2-Ethylhexyl)phthalate, DEHP) | 117817
| 117-81-7 | Soil | Bis(2-ethylhexyl)phthalate (DEHP) | 625 | [10 empty] | Bis(2-ethylhexyl)phthalate (DEHP) | Di(2-ethylhexyl) phthalate (DEHP) | 6065 Di(2-ethylhexyl) phthalate (bis(2-Ethylhexyl)phthalate, DEHP) | Di(2-ethylhexyl) phthalate (bis(2-Ethylhexyl)phthalate, DEHP) | 117817
| 117-81-7 | Water | Bis(2-ethylhexyl)phthalate (DEHP) | 625 | [10 empty] | Bis(2-ethylhexyl)phthalate (DEHP) | Di(2-ethylhexyl) phthalate (DEHP) | 6065 Di(2-ethylhexyl) phthalate (bis(2-Ethylhexyl)phthalate, DEHP) | Di(2-ethylhexyl) phthalate (bis(2-Ethylhexyl)phthalate, DEHP) | 117817
| 117-81-7 | Soil | Bis(2-ethylhexyl)phthalate (DEHP) | 8270D | [10 empty] | Bis(2-ethylhexyl)phthalate (DEHP) | Di(2-ethylhexyl) phthalate (DEHP) | 6065 Di(2-ethylhexyl) phthalate (bis(2-Ethylhexyl)phthalate, DEHP) | Di(2-ethylhexyl) phthalate (bis(2-Ethylhexyl)phthalate, DEHP) | 117817
| 117-81-7 | Water | Bis(2-ethylhexyl)phthalate (DEHP) | 8270D | [10 empty] | Bis(2-ethylhexyl)phthalate (DEHP) | Di(2-ethylhexyl) phthalate (DEHP) | 6065 Di(2-ethylhexyl) phthalate (bis(2-Ethylhexyl)phthalate, DEHP) | Di(2-ethylhexyl) phthalate (bis(2-Ethylhexyl)phthalate, DEHP) | 117817
| 117-81-7 | Soil | Bis(2-ethylhexyl)phthalate (DEHP) | 8270D-SIM | [10 empty] | Bis(2-ethylhexyl)phthalate (DEHP) | Di(2-ethylhexyl) phthalate (DEHP) | 6065 Di(2-ethylhexyl) phthalate (bis(2-Ethylhexyl)phthalate, DEHP) | Di(2-ethylhexyl) phthalate (bis(2-Ethylhexyl)phthalate, DEHP) | 117817
| 117-81-7 | Water | Bis(2-ethylhexyl)phthalate (DEHP) | 8270D-SIM | [10 empty] | Bis(2-ethylhexyl)phthalate (DEHP) | Di(2-ethylhexyl) phthalate (DEHP) | 6065 Di(2-ethylhexyl) phthalate (bis(2-Ethylhexyl)phthalate, DEHP) | Di(2-ethylhexyl) phthalate (bis(2-Ethylhexyl)phthalate, DEHP) | 117817
| 117-81-7 | Soil | Bis(2-ethylhexyl)phthalate (DEHP) | 8270E | [10 empty] | Bis(2-ethylhexyl)phthalate (DEHP) | Di(2-ethylhexyl) phthalate (DEHP) | 6065 Di(2-ethylhexyl) phthalate (bis(2-Ethylhexyl)phthalate, DEHP) | Di(2-ethylhexyl) phthalate (bis(2-Ethylhexyl)phthalate, DEHP) | 117817
| 117-81-7 | Water | Bis(2-ethylhexyl)phthalate (DEHP) | 8270E | [10 empty] | Bis(2-ethylhexyl)phthalate (DEHP) | Di(2-ethylhexyl) phthalate (DEHP) | 6065 Di(2-ethylhexyl) phthalate (bis(2-Ethylhexyl)phthalate, DEHP) | Di(2-ethylhexyl) phthalate (bis(2-Ethylhexyl)phthalate, DEHP) | 117817
| 117-81-7 | Soil | Bis(2-ethylhexyl)phthalate (DEHP) | 8270E-SIM | [10 empty] | Bis(2-ethylhexyl)phthalate (DEHP) | Di(2-ethylhexyl) phthalate (DEHP) | 6065 Di(2-ethylhexyl) phthalate (bis(2-Ethylhexyl)phthalate, DEHP) | Di(2-ethylhexyl) phthalate (bis(2-Ethylhexyl)phthalate, DEHP) | 117817
| 117-81-7 | Water | Bis(2-ethylhexyl)phthalate (DEHP) | 8270E-SIM | [10 empty] | Bis(2-ethylhexyl)phthalate (DEHP) | Di(2-ethylhexyl) phthalate (DEHP) | 6065 Di(2-ethylhexyl) phthalate (bis(2-Ethylhexyl)phthalate, DEHP) | Di(2-ethylhexyl) phthalate (bis(2-Ethylhexyl)phthalate, DEHP) | 117817
| 108-86-1 | Soil | Bromobenzene | 524.2 | [10 empty] | Bromobenzene | Bromobenzene | Bromobenzene | Bromobenzene | 108861
| 108-86-1 | Water | Bromobenzene | 524.2 | [10 empty] | Bromobenzene | Bromobenzene | Bromobenzene | Bromobenzene | 108861
| 108-86-1 | Soil | Bromobenzene | 624 | [10 empty] | Bromobenzene | Bromobenzene | Bromobenzene | Bromobenzene | 108861
| 108-86-1 | Water | Bromobenzene | 624 | [10 empty] | Bromobenzene | Bromobenzene | Bromobenzene | Bromobenzene | 108861
| 108-86-1 | Soil | Bromobenzene | 624.1 | [10 empty] | Bromobenzene | Bromobenzene | Bromobenzene | Bromobenzene | 108861
| 108-86-1 | Water | Bromobenzene | 624.1 | [10 empty] | Bromobenzene | Bromobenzene | Bromobenzene | Bromobenzene | 108861
| 108-86-1 | Soil | Bromobenzene | 8260C | [10 empty] | Bromobenzene | Bromobenzene | Bromobenzene | Bromobenzene | 108861
| 108-86-1 | Water | Bromobenzene | 8260C | [10 empty] | Bromobenzene | Bromobenzene | Bromobenzene | Bromobenzene | 108861
| 108-86-1 | Soil | Bromobenzene | 8260D | [10 empty] | Bromobenzene | Bromobenzene | Bromobenzene | Bromobenzene | 108861
| 108-86-1 | Water | Bromobenzene | 8260D | [10 empty] | Bromobenzene | Bromobenzene | Bromobenzene | Bromobenzene | 108861
| 75-27-4 | Soil | Bromodichloromethane | 524.2 | [10 empty] | Bromodichloromethane | Bromodichloromethane | Bromodichloromethane | Bromodichloromethane | 75274
| 75-27-4 | Water | Bromodichloromethane | 524.2 | [10 empty] | Bromodichloromethane | Bromodichloromethane | Bromodichloromethane | Bromodichloromethane | 75274
| 75-27-4 | Soil | Bromodichloromethane | 624 | [10 empty] | Bromodichloromethane | Bromodichloromethane | Bromodichloromethane | Bromodichloromethane | 75274
| 75-27-4 | Water | Bromodichloromethane | 624 | [10 empty] | Bromodichloromethane | Bromodichloromethane | Bromodichloromethane | Bromodichloromethane | 75274
| 75-27-4 | Soil | Bromodichloromethane | 624.1 | [10 empty] | Bromodichloromethane | Bromodichloromethane | Bromodichloromethane | Bromodichloromethane | 75274
| 75-27-4 | Water | Bromodichloromethane | 624.1 | [10 empty] | Bromodichloromethane | Bromodichloromethane | Bromodichloromethane | Bromodichloromethane | 75274
| 75-27-4 | Soil | Bromodichloromethane | 8260C | [10 empty] | Bromodichloromethane | Bromodichloromethane | Bromodichloromethane | Bromodichloromethane | 75274
| 75-27-4 | Water | Bromodichloromethane | 8260C | [10 empty] | Bromodichloromethane | Bromodichloromethane | Bromodichloromethane | Bromodichloromethane | 75274
| 75-27-4 | Soil | Bromodichloromethane | 8260C-SIM | [10 empty] | Bromodichloromethane | Bromodichloromethane | Bromodichloromethane | Bromodichloromethane | 75274
| 75-27-4 | Water | Bromodichloromethane | 8260C-SIM | [10 empty] | Bromodichloromethane | Bromodichloromethane | Bromodichloromethane | Bromodichloromethane | 75274
| 75-27-4 | Soil | Bromodichloromethane | 8260D | [10 empty] | Bromodichloromethane | Bromodichloromethane | Bromodichloromethane | Bromodichloromethane | 75274
| 75-27-4 | Water | Bromodichloromethane | 8260D | [10 empty] | Bromodichloromethane | Bromodichloromethane | Bromodichloromethane | Bromodichloromethane | 75274
| 75-27-4 | Soil | Bromodichloromethane | 8260D-SIM | [10 empty] | Bromodichloromethane | Bromodichloromethane | Bromodichloromethane | Bromodichloromethane | 75274
| 75-27-4 | Water | Bromodichloromethane | 8260D-SIM | [10 empty] | Bromodichloromethane | Bromodichloromethane | Bromodichloromethane | Bromodichloromethane | 75274
| 75-27-4 | Air | Bromodichloromethane | TO-15 | [10 empty] | Bromodichloromethane | Bromodichloromethane | Bromodichloromethane | Bromodichloromethane | 75274
| 75-27-4 | Air | Bromodichloromethane | TO-15 SIM | [10 empty] | Bromodichloromethane | Bromodichloromethane | Bromodichloromethane | Bromodichloromethane | 75274
| 75-25-2 | Soil | Bromoform | 524.2 | [10 empty] | Bromoform | Bromoform | Bromoform | Bromoform | 75252
| 75-25-2 | Water | Bromoform | 524.2 | [10 empty] | Bromoform | Bromoform | Bromoform | Bromoform | 75252
| 75-25-2 | Soil | Bromoform | 624 | [10 empty] | Bromoform | Bromoform | Bromoform | Bromoform | 75252
| 75-25-2 | Water | Bromoform | 624 | [10 empty] | Bromoform | Bromoform | Bromoform | Bromoform | 75252
| 75-25-2 | Soil | Bromoform | 624.1 | [10 empty] | Bromoform | Bromoform | Bromoform | Bromoform | 75252
| 75-25-2 | Water | Bromoform | 624.1 | [10 empty] | Bromoform | Bromoform | Bromoform | Bromoform | 75252
| 75-25-2 | Soil | Bromoform | 8260C | [10 empty] | Bromoform | Bromoform | Bromoform | Bromoform | 75252
| 75-25-2 | Water | Bromoform | 8260C | [10 empty] | Bromoform | Bromoform | Bromoform | Bromoform | 75252
| 75-25-2 | Soil | Bromoform | 8260C-SIM | [10 empty] | Bromoform | Bromoform | Bromoform | Bromoform | 75252
| 75-25-2 | Water | Bromoform | 8260C-SIM | [10 empty] | Bromoform | Bromoform | Bromoform | Bromoform | 75252
| 75-25-2 | Soil | Bromoform | 8260D | [10 empty] | Bromoform | Bromoform | Bromoform | Bromoform | 75252
| 75-25-2 | Water | Bromoform | 8260D | [10 empty] | Bromoform | Bromoform | Bromoform | Bromoform | 75252
| 75-25-2 | Soil | Bromoform | 8260D-SIM | [10 empty] | Bromoform | Bromoform | Bromoform | Bromoform | 75252
| 75-25-2 | Water | Bromoform | 8260D-SIM | [10 empty] | Bromoform | Bromoform | Bromoform | Bromoform | 75252
| 75-25-2 | Air | Bromoform | TO-15 | [10 empty] | Bromoform | Bromoform | Bromoform | Bromoform | 75252
| 75-25-2 | Air | Bromoform | TO-15 SIM | [10 empty] | Bromoform | Bromoform | Bromoform | Bromoform | 75252
| 74-83-9 | Soil | Bromomethane | 524.2 | [10 empty] | Bromomethane | Methyl bromide (Bromomethane) | Methyl bromide (Bromomethane) | Methyl bromide (Bromomethane) | 74839
| 74-83-9 | Water | Bromomethane | 524.2 | [10 empty] | Bromomethane | Methyl bromide (Bromomethane) | Methyl bromide (Bromomethane) | Methyl bromide (Bromomethane) | 74839
| 74-83-9 | Soil | Bromomethane | 624 | [10 empty] | Bromomethane | Methyl bromide (Bromomethane) | Methyl bromide (Bromomethane) | Methyl bromide (Bromomethane) | 74839
| 74-83-9 | Water | Bromomethane | 624 | [10 empty] | Bromomethane | Methyl bromide (Bromomethane) | Methyl bromide (Bromomethane) | Methyl bromide (Bromomethane) | 74839
| 74-83-9 | Soil | Bromomethane | 624.1 | [10 empty] | Bromomethane | Methyl bromide (Bromomethane) | Methyl bromide (Bromomethane) | Methyl bromide (Bromomethane) | 74839
| 74-83-9 | Water | Bromomethane | 624.1 | [10 empty] | Bromomethane | Methyl bromide (Bromomethane) | Methyl bromide (Bromomethane) | Methyl bromide (Bromomethane) | 74839
| 74-83-9 | Soil | Bromomethane | 8260C | [10 empty] | Bromomethane | Methyl bromide (Bromomethane) | Methyl bromide (Bromomethane) | Methyl bromide (Bromomethane) | 74839
| 74-83-9 | Water | Bromomethane | 8260C | [10 empty] | Bromomethane | Methyl bromide (Bromomethane) | Methyl bromide (Bromomethane) | Methyl bromide (Bromomethane) | 74839
| 74-83-9 | Soil | Bromomethane | 8260C-SIM | [10 empty] | Bromomethane | Methyl bromide (Bromomethane) | Methyl bromide (Bromomethane) | Methyl bromide (Bromomethane) | 74839
| 74-83-9 | Water | Bromomethane | 8260C-SIM | [10 empty] | Bromomethane | Methyl bromide (Bromomethane) | Methyl bromide (Bromomethane) | Methyl bromide (Bromomethane) | 74839
| 74-83-9 | Soil | Bromomethane | 8260D | [10 empty] | Bromomethane | Methyl bromide (Bromomethane) | Methyl bromide (Bromomethane) | Methyl bromide (Bromomethane) | 74839
| 74-83-9 | Water | Bromomethane | 8260D | [10 empty] | Bromomethane | Methyl bromide (Bromomethane) | Methyl bromide (Bromomethane) | Methyl bromide (Bromomethane) | 74839
| 74-83-9 | Soil | Bromomethane | 8260D-SIM | [10 empty] | Bromomethane | Methyl bromide (Bromomethane) | Methyl bromide (Bromomethane) | Methyl bromide (Bromomethane) | 74839
| 74-83-9 | Water | Bromomethane | 8260D-SIM | [10 empty] | Bromomethane | Methyl bromide (Bromomethane) | Methyl bromide (Bromomethane) | Methyl bromide (Bromomethane) | 74839
| 74-83-9 | Air | Bromomethane | TO-14A | [10 empty] | Bromomethane | Methyl bromide (Bromomethane) | Methyl bromide (Bromomethane) | Methyl bromide (Bromomethane) | 74839
| 74-83-9 | Air | Bromomethane | TO-15 | [10 empty] | Bromomethane | Methyl bromide (Bromomethane) | Methyl bromide (Bromomethane) | Methyl bromide (Bromomethane) | 74839
| 74-83-9 | Air | Bromomethane | TO-15 SIM | [10 empty] | Bromomethane | Methyl bromide (Bromomethane) | Methyl bromide (Bromomethane) | Methyl bromide (Bromomethane) | 74839
| 74-83-9 | Air | Bromomethane | TO-17 | [10 empty] | Bromomethane | Methyl bromide (Bromomethane) | Methyl bromide (Bromomethane) | Methyl bromide (Bromomethane) | 74839
| 106-99-0 | Water | Butadiene, 1,3- | 624.1 | [10 empty] | 1,3-Butadiene |  |  | 1,3-Butadiene | 106990
| 106-99-0 | Soil | Butadiene, 1,3- | 8260C | [10 empty] | 1,3-Butadiene |  |  | 1,3-Butadiene | 106990
| 106-99-0 | Water | Butadiene, 1,3- | 8260C | [10 empty] | 1,3-Butadiene |  |  | 1,3-Butadiene | 106990
| 106-99-0 | Soil | Butadiene, 1,3- | 8260C-SIM | [10 empty] | 1,3-Butadiene |  |  | 1,3-Butadiene | 106990
| 106-99-0 | Water | Butadiene, 1,3- | 8260C-SIM | [10 empty] | 1,3-Butadiene |  |  | 1,3-Butadiene | 106990
| 106-99-0 | Soil | Butadiene, 1,3- | 8260D | [10 empty] | 1,3-Butadiene |  |  | 1,3-Butadiene | 106990
| 106-99-0 | Water | Butadiene, 1,3- | 8260D | [10 empty] | 1,3-Butadiene |  |  | 1,3-Butadiene | 106990
| 106-99-0 | Soil | Butadiene, 1,3- | 8260D-SIM | [10 empty] | 1,3-Butadiene |  |  | 1,3-Butadiene | 106990
| 106-99-0 | Water | Butadiene, 1,3- | 8260D-SIM | [10 empty] | 1,3-Butadiene |  |  | 1,3-Butadiene | 106990
| 106-99-0 | Air | Butadiene, 1,3- | TO-15 | [10 empty] | 1,3-Butadiene |  |  | 1,3-Butadiene | 106990
| 106-99-0 | Air | Butadiene, 1,3- | TO-15 SIM | [10 empty] | 1,3-Butadiene |  |  | 1,3-Butadiene | 106990
| 71-36-3 | Water | Butanol, N- | 624.1 | [10 empty] | n-Butanol
| 71-36-3 | Soil | Butanol, N- | 8260C | [10 empty] | n-Butanol | n-Butyl alcohol |  | n-Butyl alcohol (1-Butanol, n-Butanol) | 71363
| 71-36-3 | Water | Butanol, N- | 8260C | [10 empty] | n-Butanol | n-Butyl alcohol |  | n-Butyl alcohol (1-Butanol, n-Butanol) | 71363
| 71-36-3 | Soil | Butanol, N- | 8260D | [10 empty] | n-Butanol | n-Butyl alcohol |  | n-Butyl alcohol (1-Butanol, n-Butanol) | 71363
| 71-36-3 | Water | Butanol, N- | 8260D | [10 empty] | n-Butanol | n-Butyl alcohol |  | n-Butyl alcohol (1-Butanol, n-Butanol) | 71363
| 85-68-7 | Soil | Butyl Benzyl Phthalate | 625 | [10 empty] | Butyl Benzyl Phthalate | Butyl benzyl phthalate | 5670 Butyl benzyl phthalate | Butyl benzyl phthalate | 85687
| 85-68-7 | Soil | Butyl Benzyl Phthalate | 625.1 | [10 empty] | Butyl Benzyl Phthalate | Butyl benzyl phthalate | 5670 Butyl benzyl phthalate | Butyl benzyl phthalate | 85687
| 85-68-7 | Water | Butyl Benzyl Phthalate | 625.1 | [10 empty] | Butyl Benzyl Phthalate | Butyl benzyl phthalate | 5670 Butyl benzyl phthalate | Butyl benzyl phthalate | 85687
| 85-68-7 | Water | Butyl Benzyl Phthalate | 625 | [10 empty] | Butyl Benzyl Phthalate | Butyl benzyl phthalate | 5670 Butyl benzyl phthalate | Butyl benzyl phthalate | 85687
| 85-68-7 | Soil | Butyl Benzyl Phthalate | 8270D | [10 empty] | Butyl Benzyl Phthalate | Butyl benzyl phthalate | 5670 Butyl benzyl phthalate | Butyl benzyl phthalate | 85687
| 85-68-7 | Water | Butyl Benzyl Phthalate | 8270D | [10 empty] | Butyl Benzyl Phthalate | Butyl benzyl phthalate | 5670 Butyl benzyl phthalate | Butyl benzyl phthalate | 85687
| 85-68-7 | Soil | Butyl Benzyl Phthalate | 8270D-SIM | [10 empty] | Butyl Benzyl Phthalate | Butyl benzyl phthalate | 5670 Butyl benzyl phthalate | Butyl benzyl phthalate | 85687
| 85-68-7 | Water | Butyl Benzyl Phthalate | 8270D-SIM | [10 empty] | Butyl Benzyl Phthalate | Butyl benzyl phthalate | 5670 Butyl benzyl phthalate | Butyl benzyl phthalate | 85687
| 85-68-7 | Soil | Butyl Benzyl Phthalate | 8270E | [10 empty] | Butyl Benzyl Phthalate | Butyl benzyl phthalate | 5670 Butyl benzyl phthalate | Butyl benzyl phthalate | 85687
| 85-68-7 | Water | Butyl Benzyl Phthalate | 8270E | [10 empty] | Butyl Benzyl Phthalate | Butyl benzyl phthalate | 5670 Butyl benzyl phthalate | Butyl benzyl phthalate | 85687
| 85-68-7 | Soil | Butyl Benzyl Phthalate | 8270E-SIM | [10 empty] | Butyl Benzyl Phthalate | Butyl benzyl phthalate | 5670 Butyl benzyl phthalate | Butyl benzyl phthalate | 85687
| 85-68-7 | Water | Butyl Benzyl Phthalate | 8270E-SIM | [10 empty] | Butyl Benzyl Phthalate | Butyl benzyl phthalate | 5670 Butyl benzyl phthalate | Butyl benzyl phthalate | 85687
| 104-51-8 | Soil | Butylbenzene, n- | 524.2 | [10 empty] | n-Butylbenzene | n-Butylbenzene | n-Butylbenzene | n-Butylbenzene | 104518
| 104-51-8 | Water | Butylbenzene, n- | 524.2 | [10 empty] | n-Butylbenzene | n-Butylbenzene | n-Butylbenzene | n-Butylbenzene | 104518
| 104-51-8 | Soil | Butylbenzene, n- | 624 | [10 empty] | n-Butylbenzene | n-Butylbenzene | n-Butylbenzene | n-Butylbenzene | 104518
| 104-51-8 | Water | Butylbenzene, n- | 624 | [10 empty] | n-Butylbenzene | n-Butylbenzene | n-Butylbenzene | n-Butylbenzene | 104518
| 104-51-8 | Soil | Butylbenzene, n- | 624.1 | [10 empty] | n-Butylbenzene | n-Butylbenzene | n-Butylbenzene | n-Butylbenzene | 104518
| 104-51-8 | Water | Butylbenzene, n- | 624.1 | [10 empty] | n-Butylbenzene | n-Butylbenzene | n-Butylbenzene | n-Butylbenzene | 104518
| 104-51-8 | Soil | Butylbenzene, n- | 8260C | [10 empty] | n-Butylbenzene | n-Butylbenzene | n-Butylbenzene | n-Butylbenzene | 104518
| 104-51-8 | Water | Butylbenzene, n- | 8260C | [10 empty] | n-Butylbenzene | n-Butylbenzene | n-Butylbenzene | n-Butylbenzene | 104518
| 104-51-8 | Soil | Butylbenzene, n- | 8260D | [10 empty] | n-Butylbenzene | n-Butylbenzene | n-Butylbenzene | n-Butylbenzene | 104518
| 104-51-8 | Water | Butylbenzene, n- | 8260D | [10 empty] | n-Butylbenzene | n-Butylbenzene | n-Butylbenzene | n-Butylbenzene | 104518
| 104-51-8 | Soil | Butylbenzene, n- | 8260D-SIM | [10 empty] | n-Butylbenzene | n-Butylbenzene | n-Butylbenzene | n-Butylbenzene | 104518
| 104-51-8 | Water | Butylbenzene, n- | 8260D-SIM | [10 empty] | n-Butylbenzene | n-Butylbenzene | n-Butylbenzene | n-Butylbenzene | 104518
| 104-51-8 | Air | Butylbenzene, n- | TO-15 | [10 empty] | n-Butylbenzene | n-Butylbenzene | n-Butylbenzene | n-Butylbenzene | 104518
| 135-98-8 | Soil | Butylbenzene, sec- | 524.2 | [10 empty] | sec-Butylbenzene | sec-Butylbenzene | sec-Butylbenzene | sec-Butylbenzene | 135988
| 135-98-8 | Water | Butylbenzene, sec- | 524.2 | [10 empty] | sec-Butylbenzene | sec-Butylbenzene | sec-Butylbenzene | sec-Butylbenzene | 135988
| 135-98-8 | Soil | Butylbenzene, sec- | 624 | [10 empty] | sec-Butylbenzene | sec-Butylbenzene | sec-Butylbenzene | sec-Butylbenzene | 135988
| 135-98-8 | Water | Butylbenzene, sec- | 624 | [10 empty] | sec-Butylbenzene | sec-Butylbenzene | sec-Butylbenzene | sec-Butylbenzene | 135988
| 135-98-8 | Soil | Butylbenzene, sec- | 624.1 | [10 empty] | sec-Butylbenzene | sec-Butylbenzene | sec-Butylbenzene | sec-Butylbenzene | 135988
| 135-98-8 | Water | Butylbenzene, sec- | 624.1 | [10 empty] | sec-Butylbenzene | sec-Butylbenzene | sec-Butylbenzene | sec-Butylbenzene | 135988
| 135-98-8 | Soil | Butylbenzene, sec- | 8260C | [10 empty] | sec-Butylbenzene | sec-Butylbenzene | sec-Butylbenzene | sec-Butylbenzene | 135988
| 135-98-8 | Water | Butylbenzene, sec- | 8260C | [10 empty] | sec-Butylbenzene | sec-Butylbenzene | sec-Butylbenzene | sec-Butylbenzene | 135988
| 135-98-8 | Soil | Butylbenzene, sec- | 8260C-SIM | [10 empty] | sec-Butylbenzene | sec-Butylbenzene | sec-Butylbenzene | sec-Butylbenzene | 135988
| 135-98-8 | Water | Butylbenzene, sec- | 8260C-SIM | [10 empty] | sec-Butylbenzene | sec-Butylbenzene | sec-Butylbenzene | sec-Butylbenzene | 135988
| 135-98-8 | Soil | Butylbenzene, sec- | 8260D | [10 empty] | sec-Butylbenzene | sec-Butylbenzene | sec-Butylbenzene | sec-Butylbenzene | 135988
| 135-98-8 | Water | Butylbenzene, sec- | 8260D | [10 empty] | sec-Butylbenzene | sec-Butylbenzene | sec-Butylbenzene | sec-Butylbenzene | 135988
| 135-98-8 | Soil | Butylbenzene, sec- | 8260D-SIM | [10 empty] | sec-Butylbenzene | sec-Butylbenzene | sec-Butylbenzene | sec-Butylbenzene | 135988
| 135-98-8 | Water | Butylbenzene, sec- | 8260D-SIM | [10 empty] | sec-Butylbenzene | sec-Butylbenzene | sec-Butylbenzene | sec-Butylbenzene | 135988
| 135-98-8 | Air | Butylbenzene, sec- | TO-15 | [10 empty] | sec-Butylbenzene | sec-Butylbenzene | sec-Butylbenzene | sec-Butylbenzene | 135988
| 98-06-6 | Soil | Butylbenzene, tert- | 524.2 | [10 empty] | tert-Butylbenzene | tert-Butylbenzene | tert-Butylbenzene | tert-Butylbenzene | 98066
| 98-06-6 | Water | Butylbenzene, tert- | 524.2 | [10 empty] | tert-Butylbenzene | tert-Butylbenzene | tert-Butylbenzene | tert-Butylbenzene | 98066
| 98-06-6 | Soil | Butylbenzene, tert- | 624 | [10 empty] | tert-Butylbenzene | tert-Butylbenzene | tert-Butylbenzene | tert-Butylbenzene | 98066
| 98-06-6 | Water | Butylbenzene, tert- | 624 | [10 empty] | tert-Butylbenzene | tert-Butylbenzene | tert-Butylbenzene | tert-Butylbenzene | 98066
| 98-06-6 | Soil | Butylbenzene, tert- | 624.1 | [10 empty] | tert-Butylbenzene | tert-Butylbenzene | tert-Butylbenzene | tert-Butylbenzene | 98066
| 98-06-6 | Water | Butylbenzene, tert- | 624.1 | [10 empty] | tert-Butylbenzene | tert-Butylbenzene | tert-Butylbenzene | tert-Butylbenzene | 98066
| 98-06-6 | Soil | Butylbenzene, tert- | 8260C | [10 empty] | tert-Butylbenzene | tert-Butylbenzene | tert-Butylbenzene | tert-Butylbenzene | 98066
| 98-06-6 | Water | Butylbenzene, tert- | 8260C | [10 empty] | tert-Butylbenzene | tert-Butylbenzene | tert-Butylbenzene | tert-Butylbenzene | 98066
| 98-06-6 | Soil | Butylbenzene, tert- | 8260C-SIM | [10 empty] | tert-Butylbenzene | tert-Butylbenzene | tert-Butylbenzene | tert-Butylbenzene | 98066
| 98-06-6 | Water | Butylbenzene, tert- | 8260C-SIM | [10 empty] | tert-Butylbenzene | tert-Butylbenzene | tert-Butylbenzene | tert-Butylbenzene | 98066
| 98-06-6 | Soil | Butylbenzene, tert- | 8260D | [10 empty] | tert-Butylbenzene | tert-Butylbenzene | tert-Butylbenzene | tert-Butylbenzene | 98066
| 98-06-6 | Water | Butylbenzene, tert- | 8260D | [10 empty] | tert-Butylbenzene | tert-Butylbenzene | tert-Butylbenzene | tert-Butylbenzene | 98066
| 98-06-6 | Soil | Butylbenzene, tert- | 8260D-SIM | [10 empty] | tert-Butylbenzene | tert-Butylbenzene | tert-Butylbenzene | tert-Butylbenzene | 98066
| 98-06-6 | Water | Butylbenzene, tert- | 8260D-SIM | [10 empty] | tert-Butylbenzene | tert-Butylbenzene | tert-Butylbenzene | tert-Butylbenzene | 98066
| 98-06-6 | Air | Butylbenzene, tert- | TO-15 | [10 empty] | tert-Butylbenzene | tert-Butylbenzene | tert-Butylbenzene | tert-Butylbenzene | 98066
| 7440-43-9 | Soil | Cadmium | 200.7 | [10 empty] | Cadmium | Cadmium | 1030 Cadmium | Cadmium | 7440439
| 7440-43-9 | Water | Cadmium | 200.7 | [10 empty] | Cadmium | Cadmium | 1030 Cadmium | Cadmium | 7440439
| 7440-43-9 | Soil | Cadmium | 200.8 | [10 empty] | Cadmium | Cadmium | 1030 Cadmium | Cadmium | 7440439
| 7440-43-9 | Water | Cadmium | 200.8 | [10 empty] | Cadmium | Cadmium | 1030 Cadmium | Cadmium | 7440439
| 7440-43-9 | Soil | Cadmium | 6010B | [10 empty] | Cadmium | Cadmium | 1030 Cadmium | Cadmium | 7440439
| 7440-43-9 | Water | Cadmium | 6010B | [10 empty] | Cadmium | Cadmium | 1030 Cadmium | Cadmium | 7440439
| 7440-43-9 | Soil | Cadmium | 6010C | [10 empty] | Cadmium | Cadmium | 1030 Cadmium | Cadmium | 7440439
| 7440-43-9 | Water | Cadmium | 6010C | [10 empty] | Cadmium | Cadmium | 1030 Cadmium | Cadmium | 7440439
| 7440-43-9 | Soil | Cadmium | 6010D | [10 empty] | Cadmium | Cadmium | 1030 Cadmium | Cadmium | 7440439
| 7440-43-9 | Water | Cadmium | 6010D | [10 empty] | Cadmium | Cadmium | 1030 Cadmium | Cadmium | 7440439
| 7440-43-9 | Soil | Cadmium | 6020 | [10 empty] | Cadmium | Cadmium | 1030 Cadmium | Cadmium | 7440439
| 7440-43-9 | Water | Cadmium | 6020 | [10 empty] | Cadmium | Cadmium | 1030 Cadmium | Cadmium | 7440439
| 7440-43-9 | Soil | Cadmium | 6020A | [10 empty] | Cadmium | Cadmium | 1030 Cadmium | Cadmium | 7440439
| 7440-43-9 | Water | Cadmium | 6020A | [10 empty] | Cadmium | Cadmium | 1030 Cadmium | Cadmium | 7440439
| 7440-43-9 | Soil | Cadmium | 6020B | [10 empty] | Cadmium | Cadmium | 1030 Cadmium | Cadmium | 7440439
| 7440-43-9 | Water | Cadmium | 6020B | [10 empty] | Cadmium | Cadmium | 1030 Cadmium | Cadmium | 7440439
| 75-15-0 | Water | Carbon Disulfide | 524.2 | [10 empty] | Carbon Disulfide | Carbon Disulfide | Carbon disulfide | Carbon Disulfide | 75150
| 75-15-0 | Soil | Carbon Disulfide | 524.4 | [10 empty] | Carbon Disulfide | Carbon Disulfide | Carbon disulfide | Carbon Disulfide | 75150
| 75-15-0 | Soil | Carbon Disulfide | 624 | [10 empty] | Carbon Disulfide | Carbon Disulfide | Carbon disulfide | Carbon Disulfide | 75150
| 75-15-0 | Water | Carbon Disulfide | 624 | [10 empty] | Carbon Disulfide | Carbon Disulfide | Carbon disulfide | Carbon Disulfide | 75150
| 75-15-0 | Soil | Carbon Disulfide | 624.1 | [10 empty] | Carbon Disulfide | Carbon Disulfide | Carbon disulfide | Carbon Disulfide | 75150
| 75-15-0 | Water | Carbon Disulfide | 624.1 | [10 empty] | Carbon Disulfide | Carbon Disulfide | Carbon disulfide | Carbon Disulfide | 75150
| 75-15-0 | Soil | Carbon Disulfide | 8260C | [10 empty] | Carbon Disulfide | Carbon Disulfide | Carbon disulfide | Carbon Disulfide | 75150
| 75-15-0 | Water | Carbon Disulfide | 8260C | [10 empty] | Carbon Disulfide | Carbon Disulfide | Carbon disulfide | Carbon Disulfide | 75150
| 75-15-0 | Soil | Carbon Disulfide | 8260D | [10 empty] | Carbon Disulfide | Carbon Disulfide | Carbon disulfide | Carbon Disulfide | 75150
| 75-15-0 | Water | Carbon Disulfide | 8260D | [10 empty] | Carbon Disulfide | Carbon Disulfide | Carbon disulfide | Carbon Disulfide | 75150
| 75-15-0 | Air | Carbon Disulfide | TO-15 | [10 empty] | Carbon Disulfide | Carbon Disulfide | Carbon disulfide | Carbon Disulfide | 75150
| 75-15-0 | Air | Carbon Disulfide | TO-15 SIM | [10 empty] | Carbon Disulfide | Carbon Disulfide | Carbon disulfide | Carbon Disulfide | 75150
| 56-23-5 | Soil | Carbon Tetrachloride | 524.2 | [10 empty] | Carbon Tetrachloride | Carbon Tetrachloride | Carbon tetrachloride | Carbon Tetrachloride | 56235
| 56-23-5 | Water | Carbon Tetrachloride | 524.2 | [10 empty] | Carbon Tetrachloride | Carbon Tetrachloride | Carbon tetrachloride | Carbon Tetrachloride | 56235
| 56-23-5 | Soil | Carbon Tetrachloride | 624 | [10 empty] | Carbon Tetrachloride | Carbon Tetrachloride | Carbon tetrachloride | Carbon Tetrachloride | 56235
| 56-23-5 | Water | Carbon Tetrachloride | 624 | [10 empty] | Carbon Tetrachloride | Carbon Tetrachloride | Carbon tetrachloride | Carbon Tetrachloride | 56235
| 56-23-5 | Soil | Carbon Tetrachloride | 624.1 | [10 empty] | Carbon Tetrachloride | Carbon Tetrachloride | Carbon tetrachloride | Carbon Tetrachloride | 56235
| 56-23-5 | Water | Carbon Tetrachloride | 624.1 | [10 empty] | Carbon Tetrachloride | Carbon Tetrachloride | Carbon tetrachloride | Carbon Tetrachloride | 56235
| 56-23-5 | Soil | Carbon Tetrachloride | 8260C | [10 empty] | Carbon Tetrachloride | Carbon Tetrachloride | Carbon tetrachloride | Carbon Tetrachloride | 56235
| 56-23-5 | Water | Carbon Tetrachloride | 8260C | [10 empty] | Carbon Tetrachloride | Carbon Tetrachloride | Carbon tetrachloride | Carbon Tetrachloride | 56235
| 56-23-5 | Soil | Carbon Tetrachloride | 8260C-SIM | [10 empty] | Carbon Tetrachloride | Carbon Tetrachloride | Carbon tetrachloride | Carbon Tetrachloride | 56235
| 56-23-5 | Water | Carbon Tetrachloride | 8260C-SIM | [10 empty] | Carbon Tetrachloride | Carbon Tetrachloride | Carbon tetrachloride | Carbon Tetrachloride | 56235
| 56-23-5 | Soil | Carbon Tetrachloride | 8260D | [10 empty] | Carbon Tetrachloride | Carbon Tetrachloride | Carbon tetrachloride | Carbon Tetrachloride | 56235
| 56-23-5 | Water | Carbon Tetrachloride | 8260D | [10 empty] | Carbon Tetrachloride | Carbon Tetrachloride | Carbon tetrachloride | Carbon Tetrachloride | 56235
| 56-23-5 | Soil | Carbon Tetrachloride | 8260D-SIM | [10 empty] | Carbon Tetrachloride | Carbon Tetrachloride | Carbon tetrachloride | Carbon Tetrachloride | 56235
| 56-23-5 | Water | Carbon Tetrachloride | 8260D-SIM | [10 empty] | Carbon Tetrachloride | Carbon Tetrachloride | Carbon tetrachloride | Carbon Tetrachloride | 56235
| 56-23-5 | Air | Carbon Tetrachloride | TO-14A | [10 empty] | Carbon Tetrachloride | Carbon Tetrachloride | Carbon tetrachloride | Carbon Tetrachloride | 56235
| 56-23-5 | Air | Carbon Tetrachloride | TO-15 | [10 empty] | Carbon Tetrachloride | Carbon Tetrachloride | Carbon tetrachloride | Carbon Tetrachloride | 56235
| 56-23-5 | Air | Carbon Tetrachloride | TO-15 SIM | [10 empty] | Carbon Tetrachloride | Carbon Tetrachloride | Carbon tetrachloride | Carbon Tetrachloride | 56235
| 56-23-5 | Air | Carbon Tetrachloride | TO-17 | [10 empty] | Carbon Tetrachloride | Carbon Tetrachloride | Carbon tetrachloride | Carbon Tetrachloride | 56235
| 5103-71-9 | Water | Chlordane, a- | 525.2 | [10 empty] | a-Chlordane | alpha-Chlordane | cis-chlordane (alpha-Chlordane) | alpha-Chlordane | 5103719
| 5103-71-9 | Soil | Chlordane, a- | 608.3 | [10 empty] | a-Chlordane | alpha-Chlordane | cis-chlordane (alpha-Chlordane) | alpha-Chlordane | 5103719
| 5103-71-9 | Water | Chlordane, a- | 608.3 | [10 empty] | a-Chlordane | alpha-Chlordane | cis-chlordane (alpha-Chlordane) | alpha-Chlordane | 5103719
| 5103-71-9 | Soil | Chlordane, a- | 608 | [10 empty] | a-Chlordane | alpha-Chlordane | cis-chlordane (alpha-Chlordane) | alpha-Chlordane | 5103719
| 5103-71-9 | Water | Chlordane, a- | 608 | [10 empty] | a-Chlordane | alpha-Chlordane | cis-chlordane (alpha-Chlordane) | alpha-Chlordane | 5103719
| 5103-71-9 | Soil | Chlordane, a- | 8081A | [10 empty] | a-Chlordane | alpha-Chlordane | cis-chlordane (alpha-Chlordane) | alpha-Chlordane | 5103719
| 5103-71-9 | Water | Chlordane, a- | 8081A | [10 empty] | a-Chlordane | alpha-Chlordane | cis-chlordane (alpha-Chlordane) | alpha-Chlordane | 5103719
| 5103-71-9 | Soil | Chlordane, a- | 8081B | [10 empty] | a-Chlordane | alpha-Chlordane | cis-chlordane (alpha-Chlordane) | alpha-Chlordane | 5103719
| 5103-71-9 | Water | Chlordane, a- | 8081B | [10 empty] | a-Chlordane | alpha-Chlordane | cis-chlordane (alpha-Chlordane) | alpha-Chlordane | 5103719
| 5103-71-9 | Soil | Chlordane, a- | 8270D | [10 empty] | a-Chlordane | alpha-Chlordane | cis-chlordane (alpha-Chlordane) | alpha-Chlordane | 5103719
| 5103-71-9 | Water | Chlordane, a- | 8270D | [10 empty] | a-Chlordane | alpha-Chlordane | cis-chlordane (alpha-Chlordane) | alpha-Chlordane | 5103719
| 5103-71-9 | Soil | Chlordane, a- | 8270D-SIM | [10 empty] | a-Chlordane | alpha-Chlordane | cis-chlordane (alpha-Chlordane) | alpha-Chlordane | 5103719
| 5103-71-9 | Water | Chlordane, a- | 8270D-SIM | [10 empty] | a-Chlordane | alpha-Chlordane | cis-chlordane (alpha-Chlordane) | alpha-Chlordane | 5103719
| 5103-74-2 | Water | Chlordane, g- | 525.2 | [10 empty] | g-Chlordane | gamma-Chlordane | gamma-Chlordane | gamma-Chlordane | 5103742
| 5103-74-2 | Soil | Chlordane, g- | 608.3 | [10 empty] | g-Chlordane | gamma-Chlordane | gamma-Chlordane | gamma-Chlordane | 5103742
| 5103-74-2 | Water | Chlordane, g- | 608.3 | [10 empty] | g-Chlordane | gamma-Chlordane | gamma-Chlordane | gamma-Chlordane | 5103742
| 5103-74-2 | Soil | Chlordane, g- | 608 | [10 empty] | g-Chlordane | gamma-Chlordane | gamma-Chlordane | gamma-Chlordane | 5103742
| 5103-74-2 | Water | Chlordane, g- | 608 | [10 empty] | g-Chlordane | gamma-Chlordane | gamma-Chlordane | gamma-Chlordane | 5103742
| 5103-74-2 | Soil | Chlordane, g- | 8081A | [10 empty] | g-Chlordane | gamma-Chlordane | gamma-Chlordane | gamma-Chlordane | 5103742
| 5103-74-2 | Water | Chlordane, g- | 8081A | [10 empty] | g-Chlordane | gamma-Chlordane | gamma-Chlordane | gamma-Chlordane | 5103742
| 5103-74-2 | Soil | Chlordane, g- | 8081B | [10 empty] | g-Chlordane | gamma-Chlordane | gamma-Chlordane | gamma-Chlordane | 5103742
| 5103-74-2 | Water | Chlordane, g- | 8081B | [10 empty] | g-Chlordane | gamma-Chlordane | gamma-Chlordane | gamma-Chlordane | 5103742
| 5103-74-2 | Soil | Chlordane, g- | 8270D | [10 empty] | g-Chlordane | gamma-Chlordane | gamma-Chlordane | gamma-Chlordane | 5103742
| 5103-74-2 | Water | Chlordane, g- | 8270D | [10 empty] | g-Chlordane | gamma-Chlordane | gamma-Chlordane | gamma-Chlordane | 5103742
| 5103-74-2 | Soil | Chlordane, g- | 8270D-SIM | [10 empty] | g-Chlordane | gamma-Chlordane | gamma-Chlordane | gamma-Chlordane | 5103742
| 5103-74-2 | Water | Chlordane, g- | 8270D-SIM | [10 empty] | g-Chlordane | gamma-Chlordane | gamma-Chlordane | gamma-Chlordane | 5103742
| 12789-03-6 | Water | Chlordane, Total | 525.2 | [10 empty] | Chlordane, Total | Chlordane (tech.) | Chlordane (tech.) | Chlordane (tech.) | 12789036
| 12789-03-6 | Soil | Chlordane, Total | 608.3 | [10 empty] | Chlordane, Total | Chlordane (tech.) | Chlordane (tech.) | Chlordane (tech.) | 12789036
| 12789-03-6 | Water | Chlordane, Total | 608.3 | [10 empty] | Chlordane, Total | Chlordane (tech.) | Chlordane (tech.) | Chlordane (tech.) | 12789036
| 12789-03-6 | Soil | Chlordane, Total | 608 | [10 empty] | Chlordane, Total | Chlordane (tech.) | Chlordane (tech.) | Chlordane (tech.) | 12789036
| 12789-03-6 | Water | Chlordane, Total | 608 | [10 empty] | Chlordane, Total | Chlordane (tech.) | Chlordane (tech.) | Chlordane (tech.) | 12789036
| 12789-03-6 | Soil | Chlordane, Total | 8081A | [10 empty] | Chlordane, Total | Chlordane (tech.) | Chlordane (tech.) | Chlordane (tech.) | 12789036
| 12789-03-6 | Water | Chlordane, Total | 8081A | [10 empty] | Chlordane, Total | Chlordane (tech.) | Chlordane (tech.) | Chlordane (tech.) | 12789036
| 12789-03-6 | Soil | Chlordane, Total | 8081B | [10 empty] | Chlordane, Total | Chlordane (tech.) | Chlordane (tech.) | Chlordane (tech.) | 12789036
| 12789-03-6 | Water | Chlordane, Total | 8081B | [10 empty] | Chlordane, Total | Chlordane (tech.) | Chlordane (tech.) | Chlordane (tech.) | 12789036
| 12789-03-6 | Soil | Chlordane, Total | 8270D | [10 empty] | Chlordane, Total | Chlordane (tech.) | Chlordane (tech.) | Chlordane (tech.) | 12789036
| 12789-03-6 | Water | Chlordane, Total | 8270D | [10 empty] | Chlordane, Total | Chlordane (tech.) | Chlordane (tech.) | Chlordane (tech.) | 12789036
| 12789-03-6 | Soil | Chlordane, Total | 8270D-SIM | [10 empty] | Chlordane, Total | Chlordane (tech.) | Chlordane (tech.) | Chlordane (tech.) | 12789036
| 12789-03-6 | Water | Chlordane, Total | 8270D-SIM | [10 empty] | Chlordane, Total | Chlordane (tech.) | Chlordane (tech.) | Chlordane (tech.) | 12789036
| 12789-03-6 | Air | Chlordane, Total | TO-10A | [10 empty] | Chlordane, Total | Chlordane (tech.) | Chlordane (tech.) | Chlordane (tech.) | 12789036
| 12789-03-6 | Air | Chlordane, Total | TO-4A | [10 empty] | Chlordane, Total | Chlordane (tech.) | Chlordane (tech.) | Chlordane (tech.) | 12789036
| 143-50-0 | Water | Chlordecone (Kepone) | 608.3 | [10 empty] | Chlordecone (Kepone)
| 143-50-0 | Soil | Chlordecone (Kepone) | 8081A | [10 empty] | Chlordecone (Kepone) | Kepone |  |  | 143500
| 143-50-0 | Water | Chlordecone (Kepone) | 8081A | [10 empty] | Chlordecone (Kepone) | Kepone |  |  | 143500
| 143-50-0 | Soil | Chlordecone (Kepone) | 8081B | [10 empty] | Chlordecone (Kepone) | Kepone |  |  | 143500
| 143-50-0 | Water | Chlordecone (Kepone) | 8081B | [10 empty] | Chlordecone (Kepone) | Kepone |  |  | 143500
| 143-50-0 | Soil | Chlordecone (Kepone) | 8270D | [10 empty] | Chlordecone (Kepone) | Kepone |  |  | 143500
| 143-50-0 | Water | Chlordecone (Kepone) | 8270D | [10 empty] | Chlordecone (Kepone) | Kepone |  |  | 143500
| 143-50-0 | Soil | Chlordecone (Kepone) | 8270D-SIM | [10 empty] | Chlordecone (Kepone) | Kepone |  |  | 143500
| 143-50-0 | Water | Chlordecone (Kepone) | 8270D-SIM | [10 empty] | Chlordecone (Kepone) | Kepone |  |  | 143500
| 106-47-8 | Water | Chloroaniline, p- | 625.1 | [10 empty] | p-Chloroaniline |  | 4-Chloroaniline
| 106-47-8 | Soil | Chloroaniline, p- | 8270D | [10 empty] | p-Chloroaniline | 4-Chloroaniline | 4-Chloroaniline | 4-Chloroaniline | 106478
| 106-47-8 | Water | Chloroaniline, p- | 8270D | [10 empty] | p-Chloroaniline | 4-Chloroaniline | 4-Chloroaniline | 4-Chloroaniline | 106478
| 106-47-8 | Soil | Chloroaniline, p- | 8270D-SIM | [10 empty] | p-Chloroaniline | 4-Chloroaniline | 4-Chloroaniline | 4-Chloroaniline | 106478
| 106-47-8 | Water | Chloroaniline, p- | 8270D-SIM | [10 empty] | p-Chloroaniline | 4-Chloroaniline | 4-Chloroaniline | 4-Chloroaniline | 106478
| 106-47-8 | Soil | Chloroaniline, p- | 8270E | [10 empty] | p-Chloroaniline | 4-Chloroaniline | 4-Chloroaniline | 4-Chloroaniline | 106478
| 106-47-8 | Water | Chloroaniline, p- | 8270E | [10 empty] | p-Chloroaniline | 4-Chloroaniline | 4-Chloroaniline | 4-Chloroaniline | 106478
| 106-47-8 | Soil | Chloroaniline, p- | 8270E-SIM | [10 empty] | p-Chloroaniline | 4-Chloroaniline | 4-Chloroaniline | 4-Chloroaniline | 106478
| 106-47-8 | Water | Chloroaniline, p- | 8270E-SIM | [10 empty] | p-Chloroaniline | 4-Chloroaniline | 4-Chloroaniline | 4-Chloroaniline | 106478
| 108-90-7 | Soil | Chlorobenzene | 524.2 | [10 empty] | Chlorobenzene | Chlorobenzene | Chlorobenzene | Chlorobenzene | 108907
| 108-90-7 | Water | Chlorobenzene | 524.2 | [10 empty] | Chlorobenzene | Chlorobenzene | Chlorobenzene | Chlorobenzene | 108907
| 108-90-7 | Soil | Chlorobenzene | 624.1 | [10 empty] | Chlorobenzene | Chlorobenzene | Chlorobenzene | Chlorobenzene | 108907
| 108-90-7 | Water | Chlorobenzene | 624.1 | [10 empty] | Chlorobenzene | Chlorobenzene | Chlorobenzene | Chlorobenzene | 108907
| 108-90-7 | Soil | Chlorobenzene | 624 | [10 empty] | Chlorobenzene | Chlorobenzene | Chlorobenzene | Chlorobenzene | 108907
| 108-90-7 | Water | Chlorobenzene | 624 | [10 empty] | Chlorobenzene | Chlorobenzene | Chlorobenzene | Chlorobenzene | 108907
| 108-90-7 | Soil | Chlorobenzene | 8260C | [10 empty] | Chlorobenzene | Chlorobenzene | Chlorobenzene | Chlorobenzene | 108907
| 108-90-7 | Water | Chlorobenzene | 8260C | [10 empty] | Chlorobenzene | Chlorobenzene | Chlorobenzene | Chlorobenzene | 108907
| 108-90-7 | Soil | Chlorobenzene | 8260D | [10 empty] | Chlorobenzene | Chlorobenzene | Chlorobenzene | Chlorobenzene | 108907
| 108-90-7 | Water | Chlorobenzene | 8260D | [10 empty] | Chlorobenzene | Chlorobenzene | Chlorobenzene | Chlorobenzene | 108907
| 108-90-7 | Air | Chlorobenzene | TO-14A | [10 empty] | Chlorobenzene | Chlorobenzene | Chlorobenzene | Chlorobenzene | 108907
| 108-90-7 | Air | Chlorobenzene | TO-15 | [10 empty] | Chlorobenzene | Chlorobenzene | Chlorobenzene | Chlorobenzene | 108907
| 108-90-7 | Air | Chlorobenzene | TO-15 SIM | [10 empty] | Chlorobenzene | Chlorobenzene | Chlorobenzene | Chlorobenzene | 108907
| 108-90-7 | Air | Chlorobenzene | TO-17 | [10 empty] | Chlorobenzene | Chlorobenzene | Chlorobenzene | Chlorobenzene | 108907
| 108-90-7 | Air | Chlorobenzene | TO-3 | [10 empty] | Chlorobenzene | Chlorobenzene | Chlorobenzene | Chlorobenzene | 108907
| 67-66-3 | Soil | Chloroform | 524.2 | [10 empty] | Chloroform | Chloroform | Chloroform | Chloroform | 67663
| 67-66-3 | Water | Chloroform | 524.2 | [10 empty] | Chloroform | Chloroform | Chloroform | Chloroform | 67663
| 67-66-3 | Soil | Chloroform | 624.1 | [10 empty] | Chloroform | Chloroform | Chloroform | Chloroform | 67663
| 67-66-3 | Water | Chloroform | 624.1 | [10 empty] | Chloroform | Chloroform | Chloroform | Chloroform | 67663
| 67-66-3 | Soil | Chloroform | 624 | [10 empty] | Chloroform | Chloroform | Chloroform | Chloroform | 67663
| 67-66-3 | Water | Chloroform | 624 | [10 empty] | Chloroform | Chloroform | Chloroform | Chloroform | 67663
| 67-66-3 | Soil | Chloroform | 8260C | [10 empty] | Chloroform | Chloroform | Chloroform | Chloroform | 67663
| 67-66-3 | Water | Chloroform | 8260C | [10 empty] | Chloroform | Chloroform | Chloroform | Chloroform | 67663
| 67-66-3 | Soil | Chloroform | 8260C-SIM | [10 empty] | Chloroform | Chloroform | Chloroform | Chloroform | 67663
| 67-66-3 | Water | Chloroform | 8260C-SIM | [10 empty] | Chloroform | Chloroform | Chloroform | Chloroform | 67663
| 67-66-3 | Soil | Chloroform | 8260D | [10 empty] | Chloroform | Chloroform | Chloroform | Chloroform | 67663
| 67-66-3 | Water | Chloroform | 8260D | [10 empty] | Chloroform | Chloroform | Chloroform | Chloroform | 67663
| 67-66-3 | Soil | Chloroform | 8260D-SIM | [10 empty] | Chloroform | Chloroform | Chloroform | Chloroform | 67663
| 67-66-3 | Water | Chloroform | 8260D-SIM | [10 empty] | Chloroform | Chloroform | Chloroform | Chloroform | 67663
| 67-66-3 | Air | Chloroform | TO-14A | [10 empty] | Chloroform | Chloroform | Chloroform | Chloroform | 67663
| 67-66-3 | Air | Chloroform | TO-15 | [10 empty] | Chloroform | Chloroform | Chloroform | Chloroform | 67663
| 67-66-3 | Air | Chloroform | TO-15 SIM | [10 empty] | Chloroform | Chloroform | Chloroform | Chloroform | 67663
| 67-66-3 | Air | Chloroform | TO-17 | [10 empty] | Chloroform | Chloroform | Chloroform | Chloroform | 67663
| 67-66-3 | Air | Chloroform | TO-3 | [10 empty] | Chloroform | Chloroform | Chloroform | Chloroform | 67663
| 74-87-3 | Soil | Chloromethane | 524.2 | [10 empty] | Chloromethane | Methyl chloride (Chloromethane) | Methyl chloride (Chloromethane) | Methyl chloride (Chloromethane) | 74873
| 74-87-3 | Water | Chloromethane | 524.2 | [10 empty] | Chloromethane | Methyl chloride (Chloromethane) | Methyl chloride (Chloromethane) | Methyl chloride (Chloromethane) | 74873
| 74-87-3 | Soil | Chloromethane | 624.1 | [10 empty] | Chloromethane | Methyl chloride (Chloromethane) | Methyl chloride (Chloromethane) | Methyl chloride (Chloromethane) | 74873
| 74-87-3 | Water | Chloromethane | 624.1 | [10 empty] | Chloromethane | Methyl chloride (Chloromethane) | Methyl chloride (Chloromethane) | Methyl chloride (Chloromethane) | 74873
| 74-87-3 | Soil | Chloromethane | 624 | [10 empty] | Chloromethane | Methyl chloride (Chloromethane) | Methyl chloride (Chloromethane) | Methyl chloride (Chloromethane) | 74873
| 74-87-3 | Water | Chloromethane | 624 | [10 empty] | Chloromethane | Methyl chloride (Chloromethane) | Methyl chloride (Chloromethane) | Methyl chloride (Chloromethane) | 74873
| 74-87-3 | Soil | Chloromethane | 8260C | [10 empty] | Chloromethane | Methyl chloride (Chloromethane) | Methyl chloride (Chloromethane) | Methyl chloride (Chloromethane) | 74873
| 74-87-3 | Water | Chloromethane | 8260C | [10 empty] | Chloromethane | Methyl chloride (Chloromethane) | Methyl chloride (Chloromethane) | Methyl chloride (Chloromethane) | 74873
| 74-87-3 | Soil | Chloromethane | 8260D | [10 empty] | Chloromethane | Methyl chloride (Chloromethane) | Methyl chloride (Chloromethane) | Methyl chloride (Chloromethane) | 74873
| 74-87-3 | Water | Chloromethane | 8260D | [10 empty] | Chloromethane | Methyl chloride (Chloromethane) | Methyl chloride (Chloromethane) | Methyl chloride (Chloromethane) | 74873
| 74-87-3 | Air | Chloromethane | TO-14A | [10 empty] | Chloromethane | Methyl chloride (Chloromethane) | Methyl chloride (Chloromethane) | Methyl chloride (Chloromethane) | 74873
| 74-87-3 | Air | Chloromethane | TO-15 | [10 empty] | Chloromethane | Methyl chloride (Chloromethane) | Methyl chloride (Chloromethane) | Methyl chloride (Chloromethane) | 74873
| 74-87-3 | Air | Chloromethane | TO-15 SIM | [10 empty] | Chloromethane | Methyl chloride (Chloromethane) | Methyl chloride (Chloromethane) | Methyl chloride (Chloromethane) | 74873
| 74-87-3 | Air | Chloromethane | TO-17 | [10 empty] | Chloromethane | Methyl chloride (Chloromethane) | Methyl chloride (Chloromethane) | Methyl chloride (Chloromethane) | 74873
| 91-58-7 | Water | Chloronaphthalene, Beta- | 625.1 | [10 empty] | 2-Chloronaphthalene |  | 2-Chloronaphthalene
| 91-58-7 | Water | Chloronaphthalene, Beta- | 624.1 | [10 empty] | 2-Chloronaphthalene | 2-Chloronaphthalene | 2-Chloronaphthalene | 2-Chloronaphthalene | 91587
| 91-58-7 | Soil | Chloronaphthalene, Beta- | 8270D | [10 empty] | 2-Chloronaphthalene | 2-Chloronaphthalene | 2-Chloronaphthalene | 2-Chloronaphthalene | 91587
| 91-58-7 | Water | Chloronaphthalene, Beta- | 8270D | [10 empty] | 2-Chloronaphthalene | 2-Chloronaphthalene | 2-Chloronaphthalene | 2-Chloronaphthalene | 91587
| 91-58-7 | Soil | Chloronaphthalene, Beta- | 8270D-SIM | [10 empty] | 2-Chloronaphthalene | 2-Chloronaphthalene | 2-Chloronaphthalene | 2-Chloronaphthalene | 91587
| 91-58-7 | Water | Chloronaphthalene, Beta- | 8270D-SIM | [10 empty] | 2-Chloronaphthalene | 2-Chloronaphthalene | 2-Chloronaphthalene | 2-Chloronaphthalene | 91587
| 91-58-7 | Soil | Chloronaphthalene, Beta- | 8270E | [10 empty] | 2-Chloronaphthalene | 2-Chloronaphthalene | 2-Chloronaphthalene | 2-Chloronaphthalene | 91587
| 91-58-7 | Water | Chloronaphthalene, Beta- | 8270E | [10 empty] | 2-Chloronaphthalene | 2-Chloronaphthalene | 2-Chloronaphthalene | 2-Chloronaphthalene | 91587
| 91-58-7 | Soil | Chloronaphthalene, Beta- | 8270E-SIM | [10 empty] | 2-Chloronaphthalene | 2-Chloronaphthalene | 2-Chloronaphthalene | 2-Chloronaphthalene | 91587
| 91-58-7 | Water | Chloronaphthalene, Beta- | 8270E-SIM | [10 empty] | 2-Chloronaphthalene | 2-Chloronaphthalene | 2-Chloronaphthalene | 2-Chloronaphthalene | 91587
| 95-57-8 | Soil | Chlorophenol, 2- | 625.1 | [10 empty] | 2-Chlorophenol | 2-Chlorophenol | 2-Chlorophenol | 2-Chlorophenol | 91587
| 95-57-8 | Water | Chlorophenol, 2- | 625.1 | [10 empty] | 2-Chlorophenol | 2-Chlorophenol | 2-Chlorophenol | 2-Chlorophenol | 91587
| 95-57-8 | Soil | Chlorophenol, 2- | 625 | [10 empty] | 2-Chlorophenol | 2-Chlorophenol | 2-Chlorophenol | 2-Chlorophenol | 91587
| 95-57-8 | Water | Chlorophenol, 2- | 625 | [10 empty] | 2-Chlorophenol | 2-Chlorophenol | 2-Chlorophenol | 2-Chlorophenol | 91587
| 95-57-8 | Soil | Chlorophenol, 2- | 8270D | [10 empty] | 2-Chlorophenol | 2-Chlorophenol | 2-Chlorophenol | 2-Chlorophenol | 95578
| 95-57-8 | Water | Chlorophenol, 2- | 8270D | [10 empty] | 2-Chlorophenol | 2-Chlorophenol | 2-Chlorophenol | 2-Chlorophenol | 95578
| 95-57-8 | Soil | Chlorophenol, 2- | 8270D-SIM | [10 empty] | 2-Chlorophenol | 2-Chlorophenol | 2-Chlorophenol | 2-Chlorophenol | 95578
| 95-57-8 | Water | Chlorophenol, 2- | 8270D-SIM | [10 empty] | 2-Chlorophenol | 2-Chlorophenol | 2-Chlorophenol | 2-Chlorophenol | 95578
| 95-57-8 | Soil | Chlorophenol, 2- | 8270E | [10 empty] | 2-Chlorophenol | 2-Chlorophenol | 2-Chlorophenol | 2-Chlorophenol | 95578
| 95-57-8 | Water | Chlorophenol, 2- | 8270E | [10 empty] | 2-Chlorophenol | 2-Chlorophenol | 2-Chlorophenol | 2-Chlorophenol | 95578
| 95-57-8 | Soil | Chlorophenol, 2- | 8270E-SIM | [10 empty] | 2-Chlorophenol | 2-Chlorophenol | 2-Chlorophenol | 2-Chlorophenol | 95578
| 95-57-8 | Water | Chlorophenol, 2- | 8270E-SIM | [10 empty] | 2-Chlorophenol | 2-Chlorophenol | 2-Chlorophenol | 2-Chlorophenol | 95578
| 7440-47-3 | Soil | Chromium (Total) | 200.7 | [10 empty] | Chromium (Total) | Chromium | 1040 Chromium | Chromium | 7440473
| 7440-47-3 | Water | Chromium (Total) | 200.7 | [10 empty] | Chromium (Total) | Chromium | 1040 Chromium | Chromium | 7440473
| 7440-47-3 | Soil | Chromium (Total) | 200.8 | [10 empty] | Chromium (Total) | Chromium | 1040 Chromium | Chromium | 7440473
| 7440-47-3 | Water | Chromium (Total) | 200.8 | [10 empty] | Chromium (Total) | Chromium | 1040 Chromium | Chromium | 7440473
| 7440-47-3 | Soil | Chromium (Total) | 6010B | [10 empty] | Chromium (Total) | Chromium | 1040 Chromium | Chromium | 7440473
| 7440-47-3 | Water | Chromium (Total) | 6010B | [10 empty] | Chromium (Total) | Chromium | 1040 Chromium | Chromium | 7440473
| 7440-47-3 | Soil | Chromium (Total) | 6010C | [10 empty] | Chromium (Total) | Chromium | 1040 Chromium | Chromium | 7440473
| 7440-47-3 | Water | Chromium (Total) | 6010C | [10 empty] | Chromium (Total) | Chromium | 1040 Chromium | Chromium | 7440473
| 7440-47-3 | Soil | Chromium (Total) | 6010D | [10 empty] | Chromium (Total) | Chromium | 1040 Chromium | Chromium | 7440473
| 7440-47-3 | Water | Chromium (Total) | 6010D | [10 empty] | Chromium (Total) | Chromium | 1040 Chromium | Chromium | 7440473
| 7440-47-3 | Soil | Chromium (Total) | 6020 | [10 empty] | Chromium (Total) | Chromium | 1040 Chromium | Chromium | 7440473
| 7440-47-3 | Water | Chromium (Total) | 6020 | [10 empty] | Chromium (Total) | Chromium | 1040 Chromium | Chromium | 7440473
| 7440-47-3 | Soil | Chromium (Total) | 6020A | [10 empty] | Chromium (Total) | Chromium | 1040 Chromium | Chromium | 7440473
| 7440-47-3 | Water | Chromium (Total) | 6020A | [10 empty] | Chromium (Total) | Chromium | 1040 Chromium | Chromium | 7440473
| 7440-47-3 | Soil | Chromium (Total) | 6020B | [10 empty] | Chromium (Total) | Chromium | 1040 Chromium | Chromium | 7440473
| 7440-47-3 | Water | Chromium (Total) | 6020B | [10 empty] | Chromium (Total) | Chromium | 1040 Chromium | Chromium | 7440473
| 18540-29-9 | Water | Chromium (VI) | 218.6 | [10 empty] | Chromium (VI) |  | Chromium VI
| 18540-29-9 | Soil | Chromium (VI) | 7196 | [10 empty] | Chromium (VI) | Hexavalent Chromium (Cr6+) | Chromium VI |  | 18540299
| 18540-29-9 | Water | Chromium (VI) | 7196 | [10 empty] | Chromium (VI) | Hexavalent Chromium (Cr6+) | Chromium VI |  | 18540299
| 18540-29-9 | Soil | Chromium (VI) | 7199 | [10 empty] | Chromium (VI) | Hexavalent Chromium (Cr6+) | Chromium VI |  | 18540299
| 18540-29-9 | Water | Chromium (VI) | 7199 | [10 empty] | Chromium (VI) | Hexavalent Chromium (Cr6+) | Chromium VI |  | 18540299
| 18540-29-9 | Soil | Chromium (VI) | 7196A | [10 empty] | Chromium (VI) | Hexavalent Chromium (Cr6+) | Chromium VI |  | 18540299
| 18540-29-9 | Water | Chromium (VI) | 7196A | [10 empty] | Chromium (VI) | Hexavalent Chromium (Cr6+) | Chromium VI |  | 18540299
| 18540-29-9 | Soil | Chromium (VI) | SM 3500-CR B | [10 empty] | Chromium (VI) | Hexavalent Chromium (Cr6+) | Chromium VI |  | 18540299
| 18540-29-9 | Water | Chromium (VI) | SM 3500-CR B | [10 empty] | Chromium (VI) | Hexavalent Chromium (Cr6+) | Chromium VI |  | 18540299
| 218-01-9 | Soil | Chrysene | 610 | [10 empty] | Chrysene | Chrysene | Chrysene | Chrysene | 218019
| 218-01-9 | Water | Chrysene | 610 | [10 empty] | Chrysene | Chrysene | Chrysene | Chrysene | 218019
| 218-01-9 | Soil | Chrysene | 625.1 | [10 empty] | Chrysene | Chrysene | Chrysene | Chrysene | 218019
| 218-01-9 | Water | Chrysene | 625.1 | [10 empty] | Chrysene | Chrysene | Chrysene | Chrysene | 218019
| 218-01-9 | Soil | Chrysene | 8310 | [10 empty] | Chrysene | Chrysene | Chrysene | Chrysene | 218019
| 218-01-9 | Water | Chrysene | 8310 | [10 empty] | Chrysene | Chrysene | Chrysene | Chrysene | 218019
| 218-01-9 | Soil | Chrysene | 625 | [10 empty] | Chrysene | Chrysene | Chrysene | Chrysene | 218019
| 218-01-9 | Water | Chrysene | 625 | [10 empty] | Chrysene | Chrysene | Chrysene | Chrysene | 218019
| 218-01-9 | Soil | Chrysene | 8270D | [10 empty] | Chrysene | Chrysene | Chrysene | Chrysene | 218019
| 218-01-9 | Water | Chrysene | 8270D | [10 empty] | Chrysene | Chrysene | Chrysene | Chrysene | 218019
| 218-01-9 | Soil | Chrysene | 8270D-SIM | [10 empty] | Chrysene | Chrysene | Chrysene | Chrysene | 218019
| 218-01-9 | Water | Chrysene | 8270D-SIM | [10 empty] | Chrysene | Chrysene | Chrysene | Chrysene | 218019
| 218-01-9 | Soil | Chrysene | 8270E | [10 empty] | Chrysene | Chrysene | Chrysene | Chrysene | 218019
| 218-01-9 | Water | Chrysene | 8270E | [10 empty] | Chrysene | Chrysene | Chrysene | Chrysene | 218019
| 218-01-9 | Soil | Chrysene | 8270E-SIM | [10 empty] | Chrysene | Chrysene | Chrysene | Chrysene | 218019
| 218-01-9 | Water | Chrysene | 8270E-SIM | [10 empty] | Chrysene | Chrysene | Chrysene | Chrysene | 218019
| 218-01-9 | Air | Chrysene | TO-13A | [10 empty] | Chrysene | Chrysene | Chrysene | Chrysene | 218019
| 218-01-9 | Air | Chrysene | TO-13A SIM | [10 empty] | Chrysene | Chrysene | Chrysene | Chrysene | 218019
| 7440-50-8 | Soil | Copper | 200.7 | [10 empty] | Copper | Copper | 1055 Copper | Copper | 7440508
| 7440-50-8 | Water | Copper | 200.7 | [10 empty] | Copper | Copper | 1055 Copper | Copper | 7440508
| 7440-50-8 | Soil | Copper | 200.8 | [10 empty] | Copper | Copper | 1055 Copper | Copper | 7440508
| 7440-50-8 | Water | Copper | 200.8 | [10 empty] | Copper | Copper | 1055 Copper | Copper | 7440508
| 7440-50-8 | Soil | Copper | 6010B | [10 empty] | Copper | Copper | 1055 Copper | Copper | 7440508
| 7440-50-8 | Water | Copper | 6010B | [10 empty] | Copper | Copper | 1055 Copper | Copper | 7440508
| 7440-50-8 | Soil | Copper | 6010C | [10 empty] | Copper | Copper | 1055 Copper | Copper | 7440508
| 7440-50-8 | Water | Copper | 6010C | [10 empty] | Copper | Copper | 1055 Copper | Copper | 7440508
| 7440-50-8 | Soil | Copper | 6010D | [10 empty] | Copper | Copper | 1055 Copper | Copper | 7440508
| 7440-50-8 | Water | Copper | 6010D | [10 empty] | Copper | Copper | 1055 Copper | Copper | 7440508
| 7440-50-8 | Soil | Copper | 6020 | [10 empty] | Copper | Copper | 1055 Copper | Copper | 7440508
| 7440-50-8 | Water | Copper | 6020 | [10 empty] | Copper | Copper | 1055 Copper | Copper | 7440508
| 7440-50-8 | Soil | Copper | 6020A | [10 empty] | Copper | Copper | 1055 Copper | Copper | 7440508
| 7440-50-8 | Water | Copper | 6020A | [10 empty] | Copper | Copper | 1055 Copper | Copper | 7440508
| 7440-50-8 | Soil | Copper | 6020B | [10 empty] | Copper | Copper | 1055 Copper | Copper | 7440508
| 7440-50-8 | Water | Copper | 6020B | [10 empty] | Copper | Copper | 1055 Copper | Copper | 7440508
| 108-39-4 | Soil | Cresol, m- (3-Methylphenol) | 625.1 | [10 empty] | m-Cresol | 3-Methylphenol (m-Cresol) |  | 3-Methylphenol (m-Cresol) | 108394
| 108-39-4 | Water | Cresol, m- (3-Methylphenol) | 625.1 | [10 empty] | m-Cresol | 3-Methylphenol (m-Cresol) |  | 3-Methylphenol (m-Cresol) | 108394
| 108-39-4 | Soil | Cresol, m- (3-Methylphenol) | 625 | [10 empty] | m-Cresol | 3-Methylphenol (m-Cresol) |  | 3-Methylphenol (m-Cresol) | 108394
| 108-39-4 | Water | Cresol, m- (3-Methylphenol) | 625 | [10 empty] | m-Cresol | 3-Methylphenol (m-Cresol) |  | 3-Methylphenol (m-Cresol) | 108394
| 108-39-4 | Soil | Cresol, m- (3-Methylphenol) | 8270D | [10 empty] | m-Cresol | 3-Methylphenol (m-Cresol) |  | 3-Methylphenol (m-Cresol) | 108394
| 108-39-4 | Water | Cresol, m- (3-Methylphenol) | 8270D | [10 empty] | m-Cresol | 3-Methylphenol (m-Cresol) |  | 3-Methylphenol (m-Cresol) | 108394
| 108-39-4 | Soil | Cresol, m- (3-Methylphenol) | 8270D-SIM | [10 empty] | m-Cresol | 3-Methylphenol (m-Cresol) |  | 3-Methylphenol (m-Cresol) | 108394
| 108-39-4 | Water | Cresol, m- (3-Methylphenol) | 8270D-SIM | [10 empty] | m-Cresol | 3-Methylphenol (m-Cresol) |  | 3-Methylphenol (m-Cresol) | 108394
| 108-39-4 | Soil | Cresol, m- (3-Methylphenol) | 8270E | [10 empty] | m-Cresol | 3-Methylphenol (m-Cresol) |  | 3-Methylphenol (m-Cresol) | 108394
| 108-39-4 | Water | Cresol, m- (3-Methylphenol) | 8270E | [10 empty] | m-Cresol | 3-Methylphenol (m-Cresol) |  | 3-Methylphenol (m-Cresol) | 108394
| 108-39-4 | Soil | Cresol, m- (3-Methylphenol) | 8270E-SIM | [10 empty] | m-Cresol | 3-Methylphenol (m-Cresol) |  | 3-Methylphenol (m-Cresol) | 108394
| 108-39-4 | Water | Cresol, m- (3-Methylphenol) | 8270E-SIM | [10 empty] | m-Cresol | 3-Methylphenol (m-Cresol) |  | 3-Methylphenol (m-Cresol) | 108394
| N/A | Water | Cresol, m- (3-Methylphenol) + Cresol, p- (4-Methylphenol) | 625 | [10 empty] | m+p-Cresol | 3&4-Methylphenol (m,p-Cresol) | 3 & 4 Methylphenol | 3+4 Methylphenol | N/A
| N/A | Water | Cresol, m- (3-Methylphenol) + Cresol, p- (4-Methylphenol) | 625.1 | [10 empty] | m+p-Cresol | 3&4-Methylphenol (m,p-Cresol) | 3 & 4 Methylphenol | 3+4 Methylphenol | N/A
| N/A | Soil | Cresol, m- (3-Methylphenol) + Cresol, p- (4-Methylphenol) | 8270D | [10 empty] | m+p-Cresol | 3&4-Methylphenol (m,p-Cresol) | 3 & 4 Methylphenol | 3+4 Methylphenol | N/A
| N/A | Water | Cresol, m- (3-Methylphenol) + Cresol, p- (4-Methylphenol) | 8270D | [10 empty] | m+p-Cresol | 3&4-Methylphenol (m,p-Cresol) | 3 & 4 Methylphenol | 3+4 Methylphenol | N/A
| N/A | Soil | Cresol, m- (3-Methylphenol) + Cresol, p- (4-Methylphenol) | 8270E | [10 empty] | m+p-Cresol | 3&4-Methylphenol (m,p-Cresol) | 3 & 4 Methylphenol | 3+4 Methylphenol | N/A
| N/A | Water | Cresol, m- (3-Methylphenol) + Cresol, p- (4-Methylphenol) | 8270E | [10 empty] | m+p-Cresol | 3&4-Methylphenol (m,p-Cresol) | 3 & 4 Methylphenol | 3+4 Methylphenol | N/A
| 95-48-7 | Soil | Cresol, o- (2-Methylphenol) | 625.1 | [10 empty] | o-Cresol | 2-Methylphenol (o-Cresol) | 2-Methylphenol (o-Cresol) | 2-Methylphenol (o-Cresol) | 95487
| 95-48-7 | Water | Cresol, o- (2-Methylphenol) | 625.1 | [10 empty] | o-Cresol | 2-Methylphenol (o-Cresol) | 2-Methylphenol (o-Cresol) | 2-Methylphenol (o-Cresol) | 95487
| 95-48-7 | Soil | Cresol, o- (2-Methylphenol) | 625 | [10 empty] | o-Cresol | 2-Methylphenol (o-Cresol) | 2-Methylphenol (o-Cresol) | 2-Methylphenol (o-Cresol) | 95487
| 95-48-7 | Water | Cresol, o- (2-Methylphenol) | 625 | [10 empty] | o-Cresol | 2-Methylphenol (o-Cresol) | 2-Methylphenol (o-Cresol) | 2-Methylphenol (o-Cresol) | 95487
| 95-48-7 | Soil | Cresol, o- (2-Methylphenol) | 8270D | [10 empty] | o-Cresol | 2-Methylphenol (o-Cresol) | 2-Methylphenol (o-Cresol) | 2-Methylphenol (o-Cresol) | 95487
| 95-48-7 | Water | Cresol, o- (2-Methylphenol) | 8270D | [10 empty] | o-Cresol | 2-Methylphenol (o-Cresol) | 2-Methylphenol (o-Cresol) | 2-Methylphenol (o-Cresol) | 95487
| 95-48-7 | Soil | Cresol, o- (2-Methylphenol) | 8270D-SIM | [10 empty] | o-Cresol | 2-Methylphenol (o-Cresol) | 2-Methylphenol (o-Cresol) | 2-Methylphenol (o-Cresol) | 95487
| 95-48-7 | Water | Cresol, o- (2-Methylphenol) | 8270D-SIM | [10 empty] | o-Cresol | 2-Methylphenol (o-Cresol) | 2-Methylphenol (o-Cresol) | 2-Methylphenol (o-Cresol) | 95487
| 95-48-7 | Soil | Cresol, o- (2-Methylphenol) | 8270E | [10 empty] | o-Cresol | 2-Methylphenol (o-Cresol) | 2-Methylphenol (o-Cresol) | 2-Methylphenol (o-Cresol) | 95487
| 95-48-7 | Water | Cresol, o- (2-Methylphenol) | 8270E | [10 empty] | o-Cresol | 2-Methylphenol (o-Cresol) | 2-Methylphenol (o-Cresol) | 2-Methylphenol (o-Cresol) | 95487
| 95-48-7 | Soil | Cresol, o- (2-Methylphenol) | 8270E-SIM | [10 empty] | o-Cresol | 2-Methylphenol (o-Cresol) | 2-Methylphenol (o-Cresol) | 2-Methylphenol (o-Cresol) | 95487
| 95-48-7 | Water | Cresol, o- (2-Methylphenol) | 8270E-SIM | [10 empty] | o-Cresol | 2-Methylphenol (o-Cresol) | 2-Methylphenol (o-Cresol) | 2-Methylphenol (o-Cresol) | 95487
| 95-48-7 | Air | Cresol, o- (2-Methylphenol) | TO-15 | [10 empty] | o-Cresol | 2-Methylphenol (o-Cresol) | 2-Methylphenol (o-Cresol) | 2-Methylphenol (o-Cresol) | 95487
| 95-48-7 | Air | Cresol, o- (2-Methylphenol) | TO-15 SIM | [10 empty] | o-Cresol | 2-Methylphenol (o-Cresol) | 2-Methylphenol (o-Cresol) | 2-Methylphenol (o-Cresol) | 95487
| 106-44-5 | Soil | Cresol, p- (4-Methylphenol) | 625.1 | [10 empty] | p-Cresol | 4-Methylphenol (p-Cresol) |  | 4-Methylphenol (p-Cresol) | 106445
| 106-44-5 | Water | Cresol, p- (4-Methylphenol) | 625.1 | [10 empty] | p-Cresol | 4-Methylphenol (p-Cresol) |  | 4-Methylphenol (p-Cresol) | 106445
| 106-44-5 | Soil | Cresol, p- (4-Methylphenol) | 625 | [10 empty] | p-Cresol | 4-Methylphenol (p-Cresol) |  | 4-Methylphenol (p-Cresol) | 106445
| 106-44-5 | Water | Cresol, p- (4-Methylphenol) | 625 | [10 empty] | p-Cresol | 4-Methylphenol (p-Cresol) |  | 4-Methylphenol (p-Cresol) | 106445
| 106-44-5 | Soil | Cresol, p- (4-Methylphenol) | 8270D | [10 empty] | p-Cresol | 4-Methylphenol (p-Cresol) |  | 4-Methylphenol (p-Cresol) | 106445
| 106-44-5 | Water | Cresol, p- (4-Methylphenol) | 8270D | [10 empty] | p-Cresol | 4-Methylphenol (p-Cresol) |  | 4-Methylphenol (p-Cresol) | 106445
| 106-44-5 | Soil | Cresol, p- (4-Methylphenol) | 8270D-SIM | [10 empty] | p-Cresol | 4-Methylphenol (p-Cresol) |  | 4-Methylphenol (p-Cresol) | 106445
| 106-44-5 | Water | Cresol, p- (4-Methylphenol) | 8270D-SIM | [10 empty] | p-Cresol | 4-Methylphenol (p-Cresol) |  | 4-Methylphenol (p-Cresol) | 106445
| 106-44-5 | Soil | Cresol, p- (4-Methylphenol) | 8270E | [10 empty] | p-Cresol | 4-Methylphenol (p-Cresol) |  | 4-Methylphenol (p-Cresol) | 106445
| 106-44-5 | Water | Cresol, p- (4-Methylphenol) | 8270E | [10 empty] | p-Cresol | 4-Methylphenol (p-Cresol) |  | 4-Methylphenol (p-Cresol) | 106445
| 106-44-5 | Soil | Cresol, p- (4-Methylphenol) | 8270E-SIM | [10 empty] | p-Cresol | 4-Methylphenol (p-Cresol) |  | 4-Methylphenol (p-Cresol) | 106445
| 106-44-5 | Water | Cresol, p- (4-Methylphenol) | 8270E-SIM | [10 empty] | p-Cresol | 4-Methylphenol (p-Cresol) |  | 4-Methylphenol (p-Cresol) | 106445
| - | Soil | Cresols, Total | 8270D | [10 empty] | Total Cresols |  |  |  | -
| - | Water | Cresols, Total | 8270D | [10 empty] | Total Cresols |  |  |  | -
| - | Soil | Cresols, Total | 8270E | [10 empty] | Total Cresols |  |  |  | -
| - | Water | Cresols, Total | 8270E | [10 empty] | Total Cresols |  |  |  | -
| 98-82-8 | Water | Cumene (Isopropylbenzene) | 524.2 | [10 empty] | Cumene (Isopropylbenzene) |  | Isopropylbenzene (Cumene) | Isopropylbenzene | 98828
| 98-82-8 | Water | Cumene (Isopropylbenzene) | 624.1 | [10 empty] | Cumene (Isopropylbenzene) |  | Isopropylbenzene (Cumene) | Isopropylbenzene | 98828
| 98-82-8 | Soil | Cumene (Isopropylbenzene) | 8260C | [10 empty] | Cumene (Isopropylbenzene) | Isopropylbenzene | Isopropylbenzene (Cumene) | Isopropylbenzene | 98828
| 98-82-8 | Water | Cumene (Isopropylbenzene) | 8260C | [10 empty] | Cumene (Isopropylbenzene) | Isopropylbenzene | Isopropylbenzene (Cumene) | Isopropylbenzene | 98828
| 98-82-8 | Soil | Cumene (Isopropylbenzene) | 8260C-SIM | [10 empty] | Cumene (Isopropylbenzene) | Isopropylbenzene | Isopropylbenzene (Cumene) | Isopropylbenzene | 98828
| 98-82-8 | Water | Cumene (Isopropylbenzene) | 8260C-SIM | [10 empty] | Cumene (Isopropylbenzene) | Isopropylbenzene | Isopropylbenzene (Cumene) | Isopropylbenzene | 98828
| 98-82-8 | Soil | Cumene (Isopropylbenzene) | 8260D | [10 empty] | Cumene (Isopropylbenzene) | Isopropylbenzene | Isopropylbenzene (Cumene) | Isopropylbenzene | 98828
| 98-82-8 | Water | Cumene (Isopropylbenzene) | 8260D | [10 empty] | Cumene (Isopropylbenzene) | Isopropylbenzene | Isopropylbenzene (Cumene) | Isopropylbenzene | 98828
| 98-82-8 | Soil | Cumene (Isopropylbenzene) | 8260D-SIM | [10 empty] | Cumene (Isopropylbenzene) | Isopropylbenzene | Isopropylbenzene (Cumene) | Isopropylbenzene | 98828
| 98-82-8 | Water | Cumene (Isopropylbenzene) | 8260D-SIM | [10 empty] | Cumene (Isopropylbenzene) | Isopropylbenzene | Isopropylbenzene (Cumene) | Isopropylbenzene | 98828
| 98-82-8 | Air | Cumene (isopropylbenzene) | TO-15 | [10 empty] | Cumene (Isopropylbenzene) | Isopropylbenzene | Isopropylbenzene (Cumene) | Isopropylbenzene | 98828
| 98-82-8 | Air | Cumene (isopropylbenzene) | TO-15 SIM | [10 empty] | Cumene (Isopropylbenzene) | Isopropylbenzene | Isopropylbenzene (Cumene) | Isopropylbenzene | 98828
| 98-82-8 | Air | Cumene (isopropylbenzene) | TO-3 | [10 empty] | Cumene (Isopropylbenzene) | Isopropylbenzene | Isopropylbenzene (Cumene) | Isopropylbenzene | 98828
| 57-12-5 | Water | Cyanide (CN-) | 335.4 | [10 empty] | Cyanide (CN-)
| 57-12-5 | Soil | Cyanide (CN-) | 9010/9014 | [10 empty] | Cyanide (CN-) | Cyanide (Total) |  | Cyanide | 57125
| 57-12-5 | Water | Cyanide (CN-) | 9010/9014 | [10 empty] | Cyanide (CN-) | Cyanide (Total) |  | Cyanide | 57125
| 57-12-5 | Soil | Cyanide (CN-) | 9012B | [10 empty] | Cyanide (CN-) | Cyanide (Total) |  | Cyanide | 57125
| 57-12-5 | Water | Cyanide (CN-) | 9012B | [10 empty] | Cyanide (CN-) | Cyanide (Total) |  | Cyanide | 57125
| 57-12-5 | Water | Cyanide (CN-) | SM 4500 CN B | [10 empty] | Cyanide (CN-)
| 57-12-5 | Water | Cyanide (CN-) | SM 4500 CN-E | [10 empty] | Cyanide (CN-) | Cyanide (Total) |  | Cyanide | 57125
| 110-82-7 | Soil | Cyclohexane | 624 | [10 empty] | Cyclohexane | Cyclohexane |  | Cyclohexane | 110827
| 110-82-7 | Water | Cyclohexane | 624 | [10 empty] | Cyclohexane | Cyclohexane |  | Cyclohexane | 110827
| 110-82-7 | Soil | Cyclohexane | 624.1 | [10 empty] | Cyclohexane | Cyclohexane |  | Cyclohexane | 110827
| 110-82-7 | Water | Cyclohexane | 624.1 | [10 empty] | Cyclohexane | Cyclohexane |  | Cyclohexane | 110827
| 110-82-7 | Soil | Cyclohexane | 8260C | [10 empty] | Cyclohexane | Cyclohexane |  | Cyclohexane | 110827
| 110-82-7 | Water | Cyclohexane | 8260C | [10 empty] | Cyclohexane | Cyclohexane |  | Cyclohexane | 110827
| 110-82-7 | Soil | Cyclohexane | 8260D | [10 empty] | Cyclohexane | Cyclohexane |  | Cyclohexane | 110827
| 110-82-7 | Water | Cyclohexane | 8260D | [10 empty] | Cyclohexane | Cyclohexane |  | Cyclohexane | 110827
| 110-82-7 | Air | Cyclohexane | TO-15 | [10 empty] | Cyclohexane | Cyclohexane |  | Cyclohexane | 110827
| 110-82-7 | Air | Cyclohexane | TO-15 SIM | [10 empty] | Cyclohexane | Cyclohexane |  | Cyclohexane | 110827
| 72-54-8 | Soil | DDD, 4,4’- | 608.3 | [10 empty] | 4,4'-DDD | 4,4`-DDD | 4,4'-DDD | 4,4'-DDD | 72548
| 72-54-8 | Water | DDD, 4,4’- | 608.3 | [10 empty] | 4,4'-DDD | 4,4`-DDD | 4,4'-DDD | 4,4'-DDD | 72548
| 72-54-8 | Soil | DDD, 4,4’- | 608 | [10 empty] | 4,4'-DDD | 4,4`-DDD | 4,4'-DDD | 4,4'-DDD | 72548
| 72-54-8 | Water | DDD, 4,4’- | 608 | [10 empty] | 4,4'-DDD | 4,4`-DDD | 4,4'-DDD | 4,4'-DDD | 72548
| 72-54-8 | Soil | DDD, 4,4’- | 8081A | [10 empty] | 4,4'-DDD | 4,4`-DDD | 4,4'-DDD | 4,4'-DDD | 72548
| 72-54-8 | Water | DDD, 4,4’- | 8081A | [10 empty] | 4,4'-DDD | 4,4`-DDD | 4,4'-DDD | 4,4'-DDD | 72548
| 72-54-8 | Soil | DDD, 4,4’- | 8081B | [10 empty] | 4,4'-DDD | 4,4`-DDD | 4,4'-DDD | 4,4'-DDD | 72548
| 72-54-8 | Water | DDD, 4,4’- | 8081B | [10 empty] | 4,4'-DDD | 4,4`-DDD | 4,4'-DDD | 4,4'-DDD | 72548
| 72-54-8 | Soil | DDD, 4,4’- | 8270D | [10 empty] | 4,4'-DDD | 4,4`-DDD | 4,4'-DDD | 4,4'-DDD | 72548
| 72-54-8 | Water | DDD, 4,4’- | 8270D | [10 empty] | 4,4'-DDD | 4,4`-DDD | 4,4'-DDD | 4,4'-DDD | 72548
| 72-54-8 | Soil | DDD, 4,4’- | 8270D-SIM | [10 empty] | 4,4'-DDD | 4,4`-DDD | 4,4'-DDD | 4,4'-DDD | 72548
| 72-54-8 | Water | DDD, 4,4’- | 8270D-SIM | [10 empty] | 4,4'-DDD | 4,4`-DDD | 4,4'-DDD | 4,4'-DDD | 72548
| 72-55-9 | Soil | DDE, 4,4’- | 608.3 | [10 empty] | 4,4'-DDE | 4,4`-DDE | 4,4'-DDE | 4,4'-DDE | 72559
| 72-55-9 | Water | DDE, 4,4’- | 608.3 | [10 empty] | 4,4'-DDE | 4,4`-DDE | 4,4'-DDE | 4,4'-DDE | 72559
| 72-55-9 | Soil | DDE, 4,4’- | 608 | [10 empty] | 4,4'-DDE | 4,4`-DDE | 4,4'-DDE | 4,4'-DDE | 72559
| 72-55-9 | Water | DDE, 4,4’- | 608 | [10 empty] | 4,4'-DDE | 4,4`-DDE | 4,4'-DDE | 4,4'-DDE | 72559
| 72-55-9 | Soil | DDE, 4,4’- | 8081A | [10 empty] | 4,4'-DDE | 4,4`-DDE | 4,4'-DDE | 4,4'-DDE | 72559
| 72-55-9 | Water | DDE, 4,4’- | 8081A | [10 empty] | 4,4'-DDE | 4,4`-DDE | 4,4'-DDE | 4,4'-DDE | 72559
| 72-55-9 | Soil | DDE, 4,4’- | 8081B | [10 empty] | 4,4'-DDE | 4,4`-DDE | 4,4'-DDE | 4,4'-DDE | 72559
| 72-55-9 | Water | DDE, 4,4’- | 8081B | [10 empty] | 4,4'-DDE | 4,4`-DDE | 4,4'-DDE | 4,4'-DDE | 72559
| 72-55-9 | Soil | DDE, 4,4’- | 8270D | [10 empty] | 4,4'-DDE | 4,4`-DDE | 4,4'-DDE | 4,4'-DDE | 72559
| 72-55-9 | Water | DDE, 4,4’- | 8270D | [10 empty] | 4,4'-DDE | 4,4`-DDE | 4,4'-DDE | 4,4'-DDE | 72559
| 72-55-9 | Soil | DDE, 4,4’- | 8270D-SIM | [10 empty] | 4,4'-DDE | 4,4`-DDE | 4,4'-DDE | 4,4'-DDE | 72559
| 72-55-9 | Water | DDE, 4,4’- | 8270D-SIM | [10 empty] | 4,4'-DDE | 4,4`-DDE | 4,4'-DDE | 4,4'-DDE | 72559
| 72-55-9 | Air | DDE, 4,4’- | TO-10A | [10 empty] | 4,4'-DDE | 4,4`-DDE | 4,4'-DDE | 4,4'-DDE | 72559
| 72-55-9 | Air | DDE, 4,4’- | TO-4A | [10 empty] | 4,4'-DDE | 4,4`-DDE | 4,4'-DDE | 4,4'-DDE | 72559
| 50-29-3 | Soil | DDT, 4,4’- | 608.3 | [10 empty] | 4,4'-DDT | 4,4`-DDT | 4,4'-DDT | 4,4'-DDT | 50293
| 50-29-3 | Water | DDT, 4,4’- | 608.3 | [10 empty] | 4,4'-DDT | 4,4`-DDT | 4,4'-DDT | 4,4'-DDT | 50293
| 50-29-3 | Soil | DDT, 4,4’- | 608 | [10 empty] | 4,4'-DDT | 4,4`-DDT | 4,4'-DDT | 4,4'-DDT | 50293
| 50-29-3 | Water | DDT, 4,4’- | 608 | [10 empty] | 4,4'-DDT | 4,4`-DDT | 4,4'-DDT | 4,4'-DDT | 50293
| 50-29-3 | Soil | DDT, 4,4’- | 8081A | [10 empty] | 4,4'-DDT | 4,4`-DDT | 4,4'-DDT | 4,4'-DDT | 50293
| 50-29-3 | Water | DDT, 4,4’- | 8081A | [10 empty] | 4,4'-DDT | 4,4`-DDT | 4,4'-DDT | 4,4'-DDT | 50293
| 50-29-3 | Soil | DDT, 4,4’- | 8081B | [10 empty] | 4,4'-DDT | 4,4`-DDT | 4,4'-DDT | 4,4'-DDT | 50293
| 50-29-3 | Water | DDT, 4,4’- | 8081B | [10 empty] | 4,4'-DDT | 4,4`-DDT | 4,4'-DDT | 4,4'-DDT | 50293
| 50-29-3 | Soil | DDT, 4,4’- | 8270D | [10 empty] | 4,4'-DDT | 4,4`-DDT | 4,4'-DDT | 4,4'-DDT | 50293
| 50-29-3 | Water | DDT, 4,4’- | 8270D | [10 empty] | 4,4'-DDT | 4,4`-DDT | 4,4'-DDT | 4,4'-DDT | 50293
| 50-29-3 | Soil | DDT, 4,4’- | 8270D-SIM | [10 empty] | 4,4'-DDT | 4,4`-DDT | 4,4'-DDT | 4,4'-DDT | 50293
| 50-29-3 | Water | DDT, 4,4’- | 8270D-SIM | [10 empty] | 4,4'-DDT | 4,4`-DDT | 4,4'-DDT | 4,4'-DDT | 50293
| 50-29-3 | Air | DDT, 4,4’- | TO-10A | [10 empty] | 4,4'-DDT | 4,4`-DDT | 4,4'-DDT | 4,4'-DDT | 50293
| 50-29-3 | Air | DDT, 4,4’- | TO-4A | [10 empty] | 4,4'-DDT | 4,4`-DDT | 4,4'-DDT | 4,4'-DDT | 50293
| 53-70-3 | Water | Dibenz[a,h]anthracene | 525.2 | [10 empty] | Dibenz[a,h]anthracene | Dibenz(a,h)anthracene | 5895 Dibenz(a,h) anthracene | Dibenz(a,h) anthracene | 53703
| 53-70-3 | Soil | Dibenz[a,h]anthracene | 610 | [10 empty] | Dibenz[a,h]anthracene | Dibenz(a,h)anthracene | 5895 Dibenz(a,h) anthracene | Dibenz(a,h) anthracene | 53703
| 53-70-3 | Water | Dibenz[a,h]anthracene | 610 | [10 empty] | Dibenz[a,h]anthracene | Dibenz(a,h)anthracene | 5895 Dibenz(a,h) anthracene | Dibenz(a,h) anthracene | 53703
| 53-70-3 | Soil | Dibenz[a,h]anthracene | 625.1 | [10 empty] | Dibenz[a,h]anthracene | Dibenz(a,h)anthracene | 5895 Dibenz(a,h) anthracene | Dibenz(a,h) anthracene | 53703
| 53-70-3 | Water | Dibenz[a,h]anthracene | 625.1 | [10 empty] | Dibenz[a,h]anthracene | Dibenz(a,h)anthracene | 5895 Dibenz(a,h) anthracene | Dibenz(a,h) anthracene | 53703
| 53-70-3 | Soil | Dibenz[a,h]anthracene | 8310 | [10 empty] | Dibenz[a,h]anthracene | Dibenz(a,h)anthracene | 5895 Dibenz(a,h) anthracene | Dibenz(a,h) anthracene | 53703
| 53-70-3 | Water | Dibenz[a,h]anthracene | 8310 | [10 empty] | Dibenz[a,h]anthracene | Dibenz(a,h)anthracene | 5895 Dibenz(a,h) anthracene | Dibenz(a,h) anthracene | 53703
| 53-70-3 | Soil | Dibenz[a,h]anthracene | 625 | [10 empty] | Dibenz[a,h]anthracene | Dibenz(a,h)anthracene | 5895 Dibenz(a,h) anthracene | Dibenz(a,h) anthracene | 53703
| 53-70-3 | Water | Dibenz[a,h]anthracene | 625 | [10 empty] | Dibenz[a,h]anthracene | Dibenz(a,h)anthracene | 5895 Dibenz(a,h) anthracene | Dibenz(a,h) anthracene | 53703
| 53-70-3 | Soil | Dibenz[a,h]anthracene | 8270D | [10 empty] | Dibenz[a,h]anthracene | Dibenz(a,h)anthracene | 5895 Dibenz(a,h) anthracene | Dibenz(a,h) anthracene | 53703
| 53-70-3 | Water | Dibenz[a,h]anthracene | 8270D | [10 empty] | Dibenz[a,h]anthracene | Dibenz(a,h)anthracene | 5895 Dibenz(a,h) anthracene | Dibenz(a,h) anthracene | 53703
| 53-70-3 | Soil | Dibenz[a,h]anthracene | 8270D-SIM | [10 empty] | Dibenz[a,h]anthracene | Dibenz(a,h)anthracene | 5895 Dibenz(a,h) anthracene | Dibenz(a,h) anthracene | 53703
| 53-70-3 | Water | Dibenz[a,h]anthracene | 8270D-SIM | [10 empty] | Dibenz[a,h]anthracene | Dibenz(a,h)anthracene | 5895 Dibenz(a,h) anthracene | Dibenz(a,h) anthracene | 53703
| 53-70-3 | Soil | Dibenz[a,h]anthracene | 8270E | [10 empty] | Dibenz[a,h]anthracene | Dibenz(a,h)anthracene | 5895 Dibenz(a,h) anthracene | Dibenz(a,h) anthracene | 53703
| 53-70-3 | Water | Dibenz[a,h]anthracene | 8270E | [10 empty] | Dibenz[a,h]anthracene | Dibenz(a,h)anthracene | 5895 Dibenz(a,h) anthracene | Dibenz(a,h) anthracene | 53703
| 53-70-3 | Soil | Dibenz[a,h]anthracene | 8270E-SIM | [10 empty] | Dibenz[a,h]anthracene | Dibenz(a,h)anthracene | 5895 Dibenz(a,h) anthracene | Dibenz(a,h) anthracene | 53703
| 53-70-3 | Water | Dibenz[a,h]anthracene | 8270E-SIM | [10 empty] | Dibenz[a,h]anthracene | Dibenz(a,h)anthracene | 5895 Dibenz(a,h) anthracene | Dibenz(a,h) anthracene | 53703
| 53-70-3 | Air | Dibenz[a,h]anthracene | TO-13A | [10 empty] | Dibenz[a,h]anthracene | Dibenz(a,h)anthracene | 5895 Dibenz(a,h) anthracene | Dibenz(a,h) anthracene | 53703
| 53-70-3 | Air | Dibenz[a,h]anthracene | TO-13A SIM | [10 empty] | Dibenz[a,h]anthracene | Dibenz(a,h)anthracene | 5895 Dibenz(a,h) anthracene | Dibenz(a,h) anthracene | 53703
| 132-64-9 | Water | Dibenzofuran | 625.1 | [10 empty] | Dibenzofuran |  | 5905 Dibenzofuran
| 132-64-9 | Soil | Dibenzofuran | 8270D | [10 empty] | Dibenzofuran | Dibenzofuran | 5905 Dibenzofuran | Dibenzofuran | 132649
| 132-64-9 | Water | Dibenzofuran | 8270D | [10 empty] | Dibenzofuran | Dibenzofuran | 5905 Dibenzofuran | Dibenzofuran | 132649
| 132-64-9 | Soil | Dibenzofuran | 8270D-SIM | [10 empty] | Dibenzofuran | Dibenzofuran | 5905 Dibenzofuran | Dibenzofuran | 132649
| 132-64-9 | Water | Dibenzofuran | 8270D-SIM | [10 empty] | Dibenzofuran | Dibenzofuran | 5905 Dibenzofuran | Dibenzofuran | 132649
| 132-64-9 | Soil | Dibenzofuran | 8270E | [10 empty] | Dibenzofuran | Dibenzofuran | 5905 Dibenzofuran | Dibenzofuran | 132649
| 132-64-9 | Water | Dibenzofuran | 8270E | [10 empty] | Dibenzofuran | Dibenzofuran | 5905 Dibenzofuran | Dibenzofuran | 132649
| 132-64-9 | Soil | Dibenzofuran | 8270E-SIM | [10 empty] | Dibenzofuran | Dibenzofuran | 5905 Dibenzofuran | Dibenzofuran | 132649
| 132-64-9 | Water | Dibenzofuran | 8270E-SIM | [10 empty] | Dibenzofuran | Dibenzofuran | 5905 Dibenzofuran | Dibenzofuran | 132649
| 124-48-1 | Soil | Dibromochloromethane | 524.2 | [10 empty] | Dibromochloromethane | Dibromochloromethane | Chlorodibromomethane | Chlorodibromomethane | 124481
| 124-48-1 | Water | Dibromochloromethane | 524.2 | [10 empty] | Dibromochloromethane | Dibromochloromethane | Chlorodibromomethane | Chlorodibromomethane | 124481
| 124-48-1 | Soil | Dibromochloromethane | 624 | [10 empty] | Dibromochloromethane | Dibromochloromethane | Chlorodibromomethane | Chlorodibromomethane | 124481
| 124-48-1 | Water | Dibromochloromethane | 624 | [10 empty] | Dibromochloromethane | Dibromochloromethane | Chlorodibromomethane | Chlorodibromomethane | 124481
| 124-48-1 | Soil | Dibromochloromethane | 624.1 | [10 empty] | Dibromochloromethane | Dibromochloromethane | Chlorodibromomethane | Chlorodibromomethane | 124481
| 124-48-1 | Water | Dibromochloromethane | 624.1 | [10 empty] | Dibromochloromethane | Dibromochloromethane | Chlorodibromomethane | Chlorodibromomethane | 124481
| 124-48-1 | Soil | Dibromochloromethane | 8260C | [10 empty] | Dibromochloromethane | Dibromochloromethane | Chlorodibromomethane | Chlorodibromomethane | 124481
| 124-48-1 | Water | Dibromochloromethane | 8260C | [10 empty] | Dibromochloromethane | Dibromochloromethane | Chlorodibromomethane | Chlorodibromomethane | 124481
| 124-48-1 | Soil | Dibromochloromethane | 8260C-SIM | [10 empty] | Dibromochloromethane | Dibromochloromethane | Chlorodibromomethane | Chlorodibromomethane | 124481
| 124-48-1 | Water | Dibromochloromethane | 8260C-SIM | [10 empty] | Dibromochloromethane | Dibromochloromethane | Chlorodibromomethane | Chlorodibromomethane | 124481
| 124-48-1 | Soil | Dibromochloromethane | 8260D | [10 empty] | Dibromochloromethane | Dibromochloromethane | Chlorodibromomethane | Chlorodibromomethane | 124481
| 124-48-1 | Water | Dibromochloromethane | 8260D | [10 empty] | Dibromochloromethane | Dibromochloromethane | Chlorodibromomethane | Chlorodibromomethane | 124481
| 124-48-1 | Soil | Dibromochloromethane | 8260D-SIM | [10 empty] | Dibromochloromethane | Dibromochloromethane | Chlorodibromomethane | Chlorodibromomethane | 124481
| 124-48-1 | Water | Dibromochloromethane | 8260D-SIM | [10 empty] | Dibromochloromethane | Dibromochloromethane | Chlorodibromomethane | Chlorodibromomethane | 124481
| 124-48-1 | Air | Dibromochloromethane | TO-15 | [10 empty] | Dibromochloromethane | Dibromochloromethane | Chlorodibromomethane | Chlorodibromomethane | 124481
| 124-48-1 | Air | Dibromochloromethane | TO-15 SIM | [10 empty] | Dibromochloromethane | Dibromochloromethane | Chlorodibromomethane | Chlorodibromomethane | 124481
| 106-93-4 | Soil | Dibromoethane, 1,2- (Ethylene Dibromide) | 624 | [10 empty] | 1,2-Dibromoethane | 1,2-Dibromoethane (EDB) | 1,2-Dibromoethane (EDB, Ethylene dibromide) | 1,2-Dibromoethane (EDB, Ethylene dibromide) | 106934
| 106-93-4 | Water | Dibromoethane, 1,2- (Ethylene Dibromide) | 624 | [10 empty] | 1,2-Dibromoethane | 1,2-Dibromoethane (EDB Ethylene dibromide) | 1,2-Dibromoethane (EDB, Ethylene dibromide) | 1,2-Dibromoethane (EDB, Ethylene dibromide) | 106934
| 106-93-4 | Soil | Dibromoethane, 1,2- (Ethylene Dibromide) | 624.1 | [10 empty] | 1,2-Dibromoethane | 1,2-Dibromoethane (EDB) | 1,2-Dibromoethane (EDB, Ethylene dibromide) | 1,2-Dibromoethane (EDB, Ethylene dibromide) | 106934
| 106-93-4 | Water | Dibromoethane, 1,2- (Ethylene Dibromide) | 624.1 | [10 empty] | 1,2-Dibromoethane | 1,2-Dibromoethane (EDB Ethylene dibromide) | 1,2-Dibromoethane (EDB, Ethylene dibromide) | 1,2-Dibromoethane (EDB, Ethylene dibromide) | 106934
| 106-93-4 | Soil | Dibromoethane, 1,2- (Ethylene Dibromide) | 8011 | [10 empty] | 1,2-Dibromoethane | 1,2-Dibromoethane (EDB) | 1,2-Dibromoethane (EDB, Ethylene dibromide) | 1,2-Dibromoethane (EDB, Ethylene dibromide) | 106934
| 106-93-4 | Water | Dibromoethane, 1,2- (Ethylene Dibromide) | 8011 | [10 empty] | 1,2-Dibromoethane | 1,2-Dibromoethane (EDB) | 1,2-Dibromoethane (EDB, Ethylene dibromide) | 1,2-Dibromoethane (EDB, Ethylene dibromide) | 106934
| 106-93-4 | Water | Dibromoethane, 1,2- (Ethylene Dibromide) | 524.2 | [10 empty] | 1,2-Dibromoethane | 1,2-Dibromoethane (EDB Ethylene dibromide) | 1,2-Dibromoethane (EDB, Ethylene dibromide) | 1,2-Dibromoethane (EDB, Ethylene dibromide) | 106934
| 106-93-4 | Soil | Dibromoethane, 1,2- (Ethylene Dibromide) | 8260C | [10 empty] | 1,2-Dibromoethane | 1,2-Dibromoethane (EDB) | 1,2-Dibromoethane (EDB, Ethylene dibromide) | 1,2-Dibromoethane (EDB, Ethylene dibromide) | 106934
| 106-93-4 | Water | Dibromoethane, 1,2- (Ethylene Dibromide) | 8260C | [10 empty] | 1,2-Dibromoethane | 1,2-Dibromoethane (EDB Ethylene dibromide) | 1,2-Dibromoethane (EDB, Ethylene dibromide) | 1,2-Dibromoethane (EDB, Ethylene dibromide) | 106934
| 106-93-4 | Soil | Dibromoethane, 1,2- (Ethylene Dibromide) | 8260C-SIM | [10 empty] | 1,2-Dibromoethane | 1,2-Dibromoethane (EDB) | 1,2-Dibromoethane (EDB, Ethylene dibromide) | 1,2-Dibromoethane (EDB, Ethylene dibromide) | 106934
| 106-93-4 | Water | Dibromoethane, 1,2- (Ethylene Dibromide) | 8260C-SIM | [10 empty] | 1,2-Dibromoethane | 1,2-Dibromoethane (EDB Ethylene dibromide) | 1,2-Dibromoethane (EDB, Ethylene dibromide) | 1,2-Dibromoethane (EDB, Ethylene dibromide) | 106934
| 106-93-4 | Soil | Dibromoethane, 1,2- (Ethylene Dibromide) | 8260D | [10 empty] | 1,2-Dibromoethane | 1,2-Dibromoethane (EDB) | 1,2-Dibromoethane (EDB, Ethylene dibromide) | 1,2-Dibromoethane (EDB, Ethylene dibromide) | 106934
| 106-93-4 | Water | Dibromoethane, 1,2- (Ethylene Dibromide) | 8260D | [10 empty] | 1,2-Dibromoethane | 1,2-Dibromoethane (EDB Ethylene dibromide) | 1,2-Dibromoethane (EDB, Ethylene dibromide) | 1,2-Dibromoethane (EDB, Ethylene dibromide) | 106934
| 106-93-4 | Soil | Dibromoethane, 1,2- (Ethylene Dibromide) | 8260D-SIM | [10 empty] | 1,2-Dibromoethane | 1,2-Dibromoethane (EDB) | 1,2-Dibromoethane (EDB, Ethylene dibromide) | 1,2-Dibromoethane (EDB, Ethylene dibromide) | 106934
| 106-93-4 | Water | Dibromoethane, 1,2- (Ethylene Dibromide) | 8260D-SIM | [10 empty] | 1,2-Dibromoethane | 1,2-Dibromoethane (EDB Ethylene dibromide) | 1,2-Dibromoethane (EDB, Ethylene dibromide) | 1,2-Dibromoethane (EDB, Ethylene dibromide) | 106934
| 106-93-4 | Air | Dibromoethane, 1,2- (Ethylene Dibromide) | TO-14A | [10 empty] | 1,2-Dibromoethane | 1,2-Dibromoethane (EDB) | 1,2-Dibromoethane (EDB, Ethylene dibromide) | 1,2-Dibromoethane (EDB, Ethylene dibromide) | 106934
| 106-93-4 | Air | Dibromoethane, 1,2- (Ethylene Dibromide) | TO-15 | [10 empty] | 1,2-Dibromoethane | 1,2-Dibromoethane (EDB) | 1,2-Dibromoethane (EDB, Ethylene dibromide) | 1,2-Dibromoethane (EDB, Ethylene dibromide) | 106934
| 106-93-4 | Air | Dibromoethane, 1,2- (Ethylene Dibromide) | TO-15 SIM | [10 empty] | 1,2-Dibromoethane | 1,2-Dibromoethane (EDB) | 1,2-Dibromoethane (EDB, Ethylene dibromide) | 1,2-Dibromoethane (EDB, Ethylene dibromide) | 106934
| 106-93-4 | Air | Dibromoethane, 1,2- (Ethylene Dibromide) | TO-17 | [10 empty] | 1,2-Dibromoethane | 1,2-Dibromoethane (EDB) | 1,2-Dibromoethane (EDB, Ethylene dibromide) | 1,2-Dibromoethane (EDB, Ethylene dibromide) | 106934
| 74-95-3 | Soil | Dibromomethane (Methylene Bromide) | 524.2 | [10 empty] | Dibromomethane (Methylene Bromide) | Dibromomethane (Methylene Bromide) | Dibromomethane (Methylene bromide) | Dibromomethane (Methylene bromide) | 74953
| 74-95-3 | Water | Dibromomethane (Methylene Bromide) | 524.2 | [10 empty] | Dibromomethane (Methylene Bromide) | Dibromomethane (Methylene Bromide) | Dibromomethane (Methylene bromide) | Dibromomethane (Methylene bromide) | 74953
| 74-95-3 | Soil | Dibromomethane (Methylene Bromide) | 624 | [10 empty] | Dibromomethane (Methylene Bromide) | Dibromomethane (Methylene Bromide) | Dibromomethane (Methylene bromide) | Dibromomethane (Methylene bromide) | 74953
| 74-95-3 | Water | Dibromomethane (Methylene Bromide) | 624 | [10 empty] | Dibromomethane (Methylene Bromide) | Dibromomethane (Methylene Bromide) | Dibromomethane (Methylene bromide) | Dibromomethane (Methylene bromide) | 74953
| 74-95-3 | Soil | Dibromomethane (Methylene Bromide) | 624.1 | [10 empty] | Dibromomethane (Methylene Bromide) | Dibromomethane (Methylene Bromide) | Dibromomethane (Methylene bromide) | Dibromomethane (Methylene bromide) | 74953
| 74-95-3 | Water | Dibromomethane (Methylene Bromide) | 624.1 | [10 empty] | Dibromomethane (Methylene Bromide) | Dibromomethane (Methylene Bromide) | Dibromomethane (Methylene bromide) | Dibromomethane (Methylene bromide) | 74953
| 74-95-3 | Soil | Dibromomethane (Methylene Bromide) | 8260C | [10 empty] | Dibromomethane (Methylene Bromide) | Dibromomethane (Methylene Bromide) | Dibromomethane (Methylene bromide) | Dibromomethane (Methylene bromide) | 74953
| 74-95-3 | Water | Dibromomethane (Methylene Bromide) | 8260C | [10 empty] | Dibromomethane (Methylene Bromide) | Dibromomethane (Methylene Bromide) | Dibromomethane (Methylene bromide) | Dibromomethane (Methylene bromide) | 74953
| 74-95-3 | Soil | Dibromomethane (Methylene Bromide) | 8260C-SIM | [10 empty] | Dibromomethane (Methylene Bromide) | Dibromomethane (Methylene Bromide) | Dibromomethane (Methylene bromide) | Dibromomethane (Methylene bromide) | 74953
| 74-95-3 | Water | Dibromomethane (Methylene Bromide) | 8260C-SIM | [10 empty] | Dibromomethane (Methylene Bromide) | Dibromomethane (Methylene Bromide) | Dibromomethane (Methylene bromide) | Dibromomethane (Methylene bromide) | 74953
| 74-95-3 | Soil | Dibromomethane (Methylene Bromide) | 8260D | [10 empty] | Dibromomethane (Methylene Bromide) | Dibromomethane (Methylene Bromide) | Dibromomethane (Methylene bromide) | Dibromomethane (Methylene bromide) | 74953
| 74-95-3 | Water | Dibromomethane (Methylene Bromide) | 8260D | [10 empty] | Dibromomethane (Methylene Bromide) | Dibromomethane (Methylene Bromide) | Dibromomethane (Methylene bromide) | Dibromomethane (Methylene bromide) | 74953
| 74-95-3 | Soil | Dibromomethane (Methylene Bromide) | 8260D-SIM | [10 empty] | Dibromomethane (Methylene Bromide) | Dibromomethane (Methylene Bromide) | Dibromomethane (Methylene bromide) | Dibromomethane (Methylene bromide) | 74953
| 74-95-3 | Water | Dibromomethane (Methylene Bromide) | 8260D-SIM | [10 empty] | Dibromomethane (Methylene Bromide) | Dibromomethane (Methylene Bromide) | Dibromomethane (Methylene bromide) | Dibromomethane (Methylene bromide) | 74953
| 84-74-2 | Soil | Dibutyl Phthalate | 624 | [10 empty] | Dibutyl Phthalate | Di-n-butyl phthalate | 5925 Di-n-butyl phthalate | Di-n-butyl phthalate | 84742
| 84-74-2 | Water | Dibutyl Phthalate | 624 | [10 empty] | Dibutyl Phthalate | Di-n-butyl phthalate | 5925 Di-n-butyl phthalate | Di-n-butyl phthalate | 84742
| 84-74-2 | Soil | Dibutyl Phthalate | 625.1 | [10 empty] | Dibutyl Phthalate | Di-n-butyl phthalate | 5925 Di-n-butyl phthalate | Di-n-butyl phthalate | 84742
| 84-74-2 | Water | Dibutyl Phthalate | 625.1 | [10 empty] | Dibutyl Phthalate | Di-n-butyl phthalate | 5925 Di-n-butyl phthalate | Di-n-butyl phthalate | 84742
| 84-74-2 | Soil | Dibutyl Phthalate | 8270D | [10 empty] | Dibutyl Phthalate | Di-n-butyl phthalate | 5925 Di-n-butyl phthalate | Di-n-butyl phthalate | 84742
| 84-74-2 | Water | Dibutyl Phthalate | 8270D | [10 empty] | Dibutyl Phthalate | Di-n-butyl phthalate | 5925 Di-n-butyl phthalate | Di-n-butyl phthalate | 84742
| 84-74-2 | Soil | Dibutyl Phthalate | 8270D-SIM | [10 empty] | Dibutyl Phthalate | Di-n-butyl phthalate | 5925 Di-n-butyl phthalate | Di-n-butyl phthalate | 84742
| 84-74-2 | Water | Dibutyl Phthalate | 8270D-SIM | [10 empty] | Dibutyl Phthalate | Di-n-butyl phthalate | 5925 Di-n-butyl phthalate | Di-n-butyl phthalate | 84742
| 84-74-2 | Soil | Dibutyl Phthalate | 8270E | [10 empty] | Dibutyl Phthalate | Di-n-butyl phthalate | 5925 Di-n-butyl phthalate | Di-n-butyl phthalate | 84742
| 84-74-2 | Water | Dibutyl Phthalate | 8270E | [10 empty] | Dibutyl Phthalate | Di-n-butyl phthalate | 5925 Di-n-butyl phthalate | Di-n-butyl phthalate | 84742
| 84-74-2 | Soil | Dibutyl Phthalate | 8270E-SIM | [10 empty] | Dibutyl Phthalate | Di-n-butyl phthalate | 5925 Di-n-butyl phthalate | Di-n-butyl phthalate | 84742
| 84-74-2 | Water | Dibutyl Phthalate | 8270E-SIM | [10 empty] | Dibutyl Phthalate | Di-n-butyl phthalate | 5925 Di-n-butyl phthalate | Di-n-butyl phthalate | 84742
| 95-50-1 | Soil | Dichlorobenzene, 1,2- | 524.2 | [10 empty] | 1,2-Dichlorobenzene | 1,2-Dichlorobenzene (o-Dichlorobenzene) |  | 1,2-Dichlorobenzene | 95501
| 95-50-1 | Water | Dichlorobenzene, 1,2- | 524.2 | [10 empty] | 1,2-Dichlorobenzene | 1,2-Dichlorobenzene (o-Dichlorobenzene) |  | 1,2-Dichlorobenzene | 95501
| 95-50-1 | Soil | Dichlorobenzene, 1,2- | 624 | [10 empty] | 1,2-Dichlorobenzene | 1,2-Dichlorobenzene (o-Dichlorobenzene) |  | 1,2-Dichlorobenzene | 95501
| 95-50-1 | Water | Dichlorobenzene, 1,2- | 624 | [10 empty] | 1,2-Dichlorobenzene | 1,2-Dichlorobenzene (o-Dichlorobenzene) |  | 1,2-Dichlorobenzene | 95501
| 95-50-1 | Soil | Dichlorobenzene, 1,2- | 624.1 | [10 empty] | 1,2-Dichlorobenzene | 1,2-Dichlorobenzene (o-Dichlorobenzene) |  | 1,2-Dichlorobenzene | 95501
| 95-50-1 | Water | Dichlorobenzene, 1,2- | 624.1 | [10 empty] | 1,2-Dichlorobenzene | 1,2-Dichlorobenzene (o-Dichlorobenzene) |  | 1,2-Dichlorobenzene | 95501
| 95-50-1 | Soil | Dichlorobenzene, 1,2- | 625.1 | [10 empty] | 1,2-Dichlorobenzene | 1,2-Dichlorobenzene (o-Dichlorobenzene) |  | 1,2-Dichlorobenzene | 95501
| 95-50-1 | Water | Dichlorobenzene, 1,2- | 625.1 | [10 empty] | 1,2-Dichlorobenzene | 1,2-Dichlorobenzene (o-Dichlorobenzene) |  | 1,2-Dichlorobenzene | 95501
| 95-50-1 | Soil | Dichlorobenzene, 1,2- | 625 | [10 empty] | 1,2-Dichlorobenzene | 1,2-Dichlorobenzene (o-Dichlorobenzene) |  | 1,2-Dichlorobenzene | 95501
| 95-50-1 | Water | Dichlorobenzene, 1,2- | 625 | [10 empty] | 1,2-Dichlorobenzene | 1,2-Dichlorobenzene (o-Dichlorobenzene) |  | 1,2-Dichlorobenzene | 95501
| 95-50-1 | Soil | Dichlorobenzene, 1,2- | 8260C | [10 empty] | 1,2-Dichlorobenzene | 1,2-Dichlorobenzene (o-Dichlorobenzene) |  | 1,2-Dichlorobenzene | 95501
| 95-50-1 | Water | Dichlorobenzene, 1,2- | 8260C | [10 empty] | 1,2-Dichlorobenzene | 1,2-Dichlorobenzene (o-Dichlorobenzene) |  | 1,2-Dichlorobenzene | 95501
| 95-50-1 | Soil | Dichlorobenzene, 1,2- | 8260D | [10 empty] | 1,2-Dichlorobenzene | 1,2-Dichlorobenzene (o-Dichlorobenzene) |  | 1,2-Dichlorobenzene | 95501
| 95-50-1 | Water | Dichlorobenzene, 1,2- | 8260D | [10 empty] | 1,2-Dichlorobenzene | 1,2-Dichlorobenzene (o-Dichlorobenzene) |  | 1,2-Dichlorobenzene | 95501
| 95-50-1 | Soil | Dichlorobenzene, 1,2- | 8270D | [10 empty] | 1,2-Dichlorobenzene | 1,2-Dichlorobenzene (o-Dichlorobenzene) |  | 1,2-Dichlorobenzene | 95501
| 95-50-1 | Water | Dichlorobenzene, 1,2- | 8270D | [10 empty] | 1,2-Dichlorobenzene | 1,2-Dichlorobenzene (o-Dichlorobenzene) |  | 1,2-Dichlorobenzene | 95501
| 95-50-1 | Soil | Dichlorobenzene, 1,2- | 8270D-SIM | [10 empty] | 1,2-Dichlorobenzene | 1,2-Dichlorobenzene (o-Dichlorobenzene) |  | 1,2-Dichlorobenzene | 95501
| 95-50-1 | Water | Dichlorobenzene, 1,2- | 8270D-SIM | [10 empty] | 1,2-Dichlorobenzene | 1,2-Dichlorobenzene (o-Dichlorobenzene) |  | 1,2-Dichlorobenzene | 95501
| 95-50-1 | Soil | Dichlorobenzene, 1,2- | 8270E | [10 empty] | 1,2-Dichlorobenzene | 1,2-Dichlorobenzene (o-Dichlorobenzene) |  | 1,2-Dichlorobenzene | 95501
| 95-50-1 | Water | Dichlorobenzene, 1,2- | 8270E | [10 empty] | 1,2-Dichlorobenzene | 1,2-Dichlorobenzene (o-Dichlorobenzene) |  | 1,2-Dichlorobenzene | 95501
| 95-50-1 | Soil | Dichlorobenzene, 1,2- | 8270E-SIM | [10 empty] | 1,2-Dichlorobenzene | 1,2-Dichlorobenzene (o-Dichlorobenzene) |  | 1,2-Dichlorobenzene | 95501
| 95-50-1 | Water | Dichlorobenzene, 1,2- | 8270E-SIM | [10 empty] | 1,2-Dichlorobenzene | 1,2-Dichlorobenzene (o-Dichlorobenzene) |  | 1,2-Dichlorobenzene | 95501
| 95-50-1 | Air | Dichlorobenzene, 1,2- | TO-14A | [10 empty] | 1,2-Dichlorobenzene | 1,2-Dichlorobenzene (o-Dichlorobenzene) |  | 1,2-Dichlorobenzene | 95501
| 95-50-1 | Air | Dichlorobenzene, 1,2- | TO-15 | [10 empty] | 1,2-Dichlorobenzene | 1,2-Dichlorobenzene (o-Dichlorobenzene) |  | 1,2-Dichlorobenzene | 95501
| 95-50-1 | Air | Dichlorobenzene, 1,2- | TO-15 SIM | [10 empty] | 1,2-Dichlorobenzene | 1,2-Dichlorobenzene (o-Dichlorobenzene) |  | 1,2-Dichlorobenzene | 95501
| 95-50-1 | Air | Dichlorobenzene, 1,2- | TO-17 | [10 empty] | 1,2-Dichlorobenzene | 1,2-Dichlorobenzene (o-Dichlorobenzene) |  | 1,2-Dichlorobenzene | 95501
| 541-73-1 | Soil | Dichlorobenzene, 1,3- | 524.2 | [10 empty] | 1,3-Dichlorobenzene | 1,3-Dichlorobenzene (m-Dichlorobenzene) |  | 1,3-Dichlorobenzene | 541731
| 541-73-1 | Water | Dichlorobenzene, 1,3- | 524.2 | [10 empty] | 1,3-Dichlorobenzene | 1,3-Dichlorobenzene (m-Dichlorobenzene) |  | 1,3-Dichlorobenzene | 541731
| 541-73-1 | Soil | Dichlorobenzene, 1,3- | 624 | [10 empty] | 1,3-Dichlorobenzene | 1,3-Dichlorobenzene (m-Dichlorobenzene) |  | 1,3-Dichlorobenzene | 541731
| 541-73-1 | Water | Dichlorobenzene, 1,3- | 624 | [10 empty] | 1,3-Dichlorobenzene | 1,3-Dichlorobenzene (m-Dichlorobenzene) |  | 1,3-Dichlorobenzene | 541731
| 541-73-1 | Soil | Dichlorobenzene, 1,3- | 624.1 | [10 empty] | 1,3-Dichlorobenzene | 1,3-Dichlorobenzene (m-Dichlorobenzene) |  | 1,3-Dichlorobenzene | 541731
| 541-73-1 | Water | Dichlorobenzene, 1,3- | 624.1 | [10 empty] | 1,3-Dichlorobenzene | 1,3-Dichlorobenzene (m-Dichlorobenzene) |  | 1,3-Dichlorobenzene | 541731
| 541-73-1 | Soil | Dichlorobenzene, 1,3- | 625.1 | [10 empty] | 1,3-Dichlorobenzene | 1,3-Dichlorobenzene (m-Dichlorobenzene) |  | 1,3-Dichlorobenzene | 541731
| 541-73-1 | Water | Dichlorobenzene, 1,3- | 625.1 | [10 empty] | 1,3-Dichlorobenzene | 1,3-Dichlorobenzene (m-Dichlorobenzene) |  | 1,3-Dichlorobenzene | 541731
| 541-73-1 | Soil | Dichlorobenzene, 1,3- | 625 | [10 empty] | 1,3-Dichlorobenzene | 1,3-Dichlorobenzene (m-Dichlorobenzene) |  | 1,3-Dichlorobenzene | 541731
| 541-73-1 | Water | Dichlorobenzene, 1,3- | 625 | [10 empty] | 1,3-Dichlorobenzene | 1,3-Dichlorobenzene (m-Dichlorobenzene) |  | 1,3-Dichlorobenzene | 541731
| 541-73-1 | Soil | Dichlorobenzene, 1,3- | 8260C | [10 empty] | 1,3-Dichlorobenzene | 1,3-Dichlorobenzene (m-Dichlorobenzene) |  | 1,3-Dichlorobenzene | 541731
| 541-73-1 | Water | Dichlorobenzene, 1,3- | 8260C | [10 empty] | 1,3-Dichlorobenzene | 1,3-Dichlorobenzene (m-Dichlorobenzene) |  | 1,3-Dichlorobenzene | 541731
| 541-73-1 | Soil | Dichlorobenzene, 1,3- | 8260D | [10 empty] | 1,3-Dichlorobenzene | 1,3-Dichlorobenzene (m-Dichlorobenzene) |  | 1,3-Dichlorobenzene | 541731
| 541-73-1 | Water | Dichlorobenzene, 1,3- | 8260D | [10 empty] | 1,3-Dichlorobenzene | 1,3-Dichlorobenzene (m-Dichlorobenzene) |  | 1,3-Dichlorobenzene | 541731
| 541-73-1 | Soil | Dichlorobenzene, 1,3- | 8270D | [10 empty] | 1,3-Dichlorobenzene | 1,3-Dichlorobenzene (m-Dichlorobenzene) |  | 1,3-Dichlorobenzene | 541731
| 541-73-1 | Water | Dichlorobenzene, 1,3- | 8270D | [10 empty] | 1,3-Dichlorobenzene | 1,3-Dichlorobenzene (m-Dichlorobenzene) |  | 1,3-Dichlorobenzene | 541731
| 541-73-1 | Soil | Dichlorobenzene, 1,3- | 8270D-SIM | [10 empty] | 1,3-Dichlorobenzene | 1,3-Dichlorobenzene (m-Dichlorobenzene) |  | 1,3-Dichlorobenzene | 541731
| 541-73-1 | Water | Dichlorobenzene, 1,3- | 8270D-SIM | [10 empty] | 1,3-Dichlorobenzene | 1,3-Dichlorobenzene (m-Dichlorobenzene) |  | 1,3-Dichlorobenzene | 541731
| 541-73-1 | Soil | Dichlorobenzene, 1,3- | 8270E | [10 empty] | 1,3-Dichlorobenzene | 1,3-Dichlorobenzene (m-Dichlorobenzene) |  | 1,3-Dichlorobenzene | 541731
| 541-73-1 | Water | Dichlorobenzene, 1,3- | 8270E | [10 empty] | 1,3-Dichlorobenzene | 1,3-Dichlorobenzene (m-Dichlorobenzene) |  | 1,3-Dichlorobenzene | 541731
| 541-73-1 | Soil | Dichlorobenzene, 1,3- | 8270E-SIM | [10 empty] | 1,3-Dichlorobenzene | 1,3-Dichlorobenzene (m-Dichlorobenzene) |  | 1,3-Dichlorobenzene | 541731
| 541-73-1 | Water | Dichlorobenzene, 1,3- | 8270E-SIM | [10 empty] | 1,3-Dichlorobenzene | 1,3-Dichlorobenzene (m-Dichlorobenzene) |  | 1,3-Dichlorobenzene | 541731
| 541-73-1 | Air | Dichlorobenzene, 1,3- | TO-14A | [10 empty] | 1,3-Dichlorobenzene | 1,3-Dichlorobenzene (m-Dichlorobenzene) |  | 1,3-Dichlorobenzene | 541731
| 541-73-1 | Air | Dichlorobenzene, 1,3- | TO-15 | [10 empty] | 1,3-Dichlorobenzene | 1,3-Dichlorobenzene (m-Dichlorobenzene) |  | 1,3-Dichlorobenzene | 541731
| 541-73-1 | Air | Dichlorobenzene, 1,3- | TO-15 SIM | [10 empty] | 1,3-Dichlorobenzene | 1,3-Dichlorobenzene (m-Dichlorobenzene) |  | 1,3-Dichlorobenzene | 541731
| 541-73-1 | Air | Dichlorobenzene, 1,3- | TO-17 | [10 empty] | 1,3-Dichlorobenzene | 1,3-Dichlorobenzene (m-Dichlorobenzene) |  | 1,3-Dichlorobenzene | 541731
| 106-46-7 | Soil | Dichlorobenzene, 1,4- | 524.2 | [10 empty] | 1,4-Dichlorobenzene | 1,4-Dichlorobenzene (p-Dichlorobenzene) |  | 1,4-Dichlorobenzene | 106467
| 106-46-7 | Water | Dichlorobenzene, 1,4- | 524.2 | [10 empty] | 1,4-Dichlorobenzene | 1,4-Dichlorobenzene (p-Dichlorobenzene) |  | 1,4-Dichlorobenzene | 106467
| 106-46-7 | Soil | Dichlorobenzene, 1,4- | 624 | [10 empty] | 1,4-Dichlorobenzene | 1,4-Dichlorobenzene (p-Dichlorobenzene) |  | 1,4-Dichlorobenzene | 106467
| 106-46-7 | Water | Dichlorobenzene, 1,4- | 624 | [10 empty] | 1,4-Dichlorobenzene | 1,4-Dichlorobenzene (p-Dichlorobenzene) |  | 1,4-Dichlorobenzene | 106467
| 106-46-7 | Soil | Dichlorobenzene, 1,4- | 624.1 | [10 empty] | 1,4-Dichlorobenzene | 1,4-Dichlorobenzene (p-Dichlorobenzene) |  | 1,4-Dichlorobenzene | 106467
| 106-46-7 | Water | Dichlorobenzene, 1,4- | 624.1 | [10 empty] | 1,4-Dichlorobenzene | 1,4-Dichlorobenzene (p-Dichlorobenzene) |  | 1,4-Dichlorobenzene | 106467
| 106-46-7 | Soil | Dichlorobenzene, 1,4- | 625.1 | [10 empty] | 1,4-Dichlorobenzene | 1,4-Dichlorobenzene (p-Dichlorobenzene) |  | 1,4-Dichlorobenzene | 106467
| 106-46-7 | Water | Dichlorobenzene, 1,4- | 625.1 | [10 empty] | 1,4-Dichlorobenzene | 1,4-Dichlorobenzene (p-Dichlorobenzene) |  | 1,4-Dichlorobenzene | 106467
| 106-46-7 | Soil | Dichlorobenzene, 1,4- | 625 | [10 empty] | 1,4-Dichlorobenzene | 1,4-Dichlorobenzene (p-Dichlorobenzene) |  | 1,4-Dichlorobenzene | 106467
| 106-46-7 | Water | Dichlorobenzene, 1,4- | 625 | [10 empty] | 1,4-Dichlorobenzene | 1,4-Dichlorobenzene (p-Dichlorobenzene) |  | 1,4-Dichlorobenzene | 106467
| 106-46-7 | Soil | Dichlorobenzene, 1,4- | 8260C | [10 empty] | 1,4-Dichlorobenzene | 1,4-Dichlorobenzene (p-Dichlorobenzene) |  | 1,4-Dichlorobenzene | 106467
| 106-46-7 | Water | Dichlorobenzene, 1,4- | 8260C | [10 empty] | 1,4-Dichlorobenzene | 1,4-Dichlorobenzene (p-Dichlorobenzene) |  | 1,4-Dichlorobenzene | 106467
| 106-46-7 | Soil | Dichlorobenzene, 1,4- | 8260C-SIM | [10 empty] | 1,4-Dichlorobenzene | 1,4-Dichlorobenzene (p-Dichlorobenzene) |  | 1,4-Dichlorobenzene | 106467
| 106-46-7 | Water | Dichlorobenzene, 1,4- | 8260C-SIM | [10 empty] | 1,4-Dichlorobenzene | 1,4-Dichlorobenzene (p-Dichlorobenzene) |  | 1,4-Dichlorobenzene | 106467
| 106-46-7 | Soil | Dichlorobenzene, 1,4- | 8260D | [10 empty] | 1,4-Dichlorobenzene | 1,4-Dichlorobenzene (p-Dichlorobenzene) |  | 1,4-Dichlorobenzene | 106467
| 106-46-7 | Water | Dichlorobenzene, 1,4- | 8260D | [10 empty] | 1,4-Dichlorobenzene | 1,4-Dichlorobenzene (p-Dichlorobenzene) |  | 1,4-Dichlorobenzene | 106467
| 106-46-7 | Soil | Dichlorobenzene, 1,4- | 8260D-SIM | [10 empty] | 1,4-Dichlorobenzene | 1,4-Dichlorobenzene (p-Dichlorobenzene) |  | 1,4-Dichlorobenzene | 106467
| 106-46-7 | Water | Dichlorobenzene, 1,4- | 8260D-SIM | [10 empty] | 1,4-Dichlorobenzene | 1,4-Dichlorobenzene (p-Dichlorobenzene) |  | 1,4-Dichlorobenzene | 106467
| 106-46-7 | Soil | Dichlorobenzene, 1,4- | 8270D | [10 empty] | 1,4-Dichlorobenzene | 1,4-Dichlorobenzene (p-Dichlorobenzene) |  | 1,4-Dichlorobenzene | 106467
| 106-46-7 | Water | Dichlorobenzene, 1,4- | 8270D | [10 empty] | 1,4-Dichlorobenzene | 1,4-Dichlorobenzene (p-Dichlorobenzene) |  | 1,4-Dichlorobenzene | 106467
| 106-46-7 | Soil | Dichlorobenzene, 1,4- | 8270D-SIM | [10 empty] | 1,4-Dichlorobenzene | 1,4-Dichlorobenzene (p-Dichlorobenzene) |  | 1,4-Dichlorobenzene | 106467
| 106-46-7 | Water | Dichlorobenzene, 1,4- | 8270D-SIM | [10 empty] | 1,4-Dichlorobenzene | 1,4-Dichlorobenzene (p-Dichlorobenzene) |  | 1,4-Dichlorobenzene | 106467
| 106-46-7 | Soil | Dichlorobenzene, 1,4- | 8270E | [10 empty] | 1,4-Dichlorobenzene | 1,4-Dichlorobenzene (p-Dichlorobenzene) |  | 1,4-Dichlorobenzene | 106467
| 106-46-7 | Water | Dichlorobenzene, 1,4- | 8270E | [10 empty] | 1,4-Dichlorobenzene | 1,4-Dichlorobenzene (p-Dichlorobenzene) |  | 1,4-Dichlorobenzene | 106467
| 106-46-7 | Soil | Dichlorobenzene, 1,4- | 8270E-SIM | [10 empty] | 1,4-Dichlorobenzene | 1,4-Dichlorobenzene (p-Dichlorobenzene) |  | 1,4-Dichlorobenzene | 106467
| 106-46-7 | Water | Dichlorobenzene, 1,4- | 8270E-SIM | [10 empty] | 1,4-Dichlorobenzene | 1,4-Dichlorobenzene (p-Dichlorobenzene) |  | 1,4-Dichlorobenzene | 106467
| 106-46-7 | Air | Dichlorobenzene, 1,4- | TO-14A | [10 empty] | 1,4-Dichlorobenzene | 1,4-Dichlorobenzene (p-Dichlorobenzene) |  | 1,4-Dichlorobenzene | 106467
| 106-46-7 | Air | Dichlorobenzene, 1,4- | TO-15 | [10 empty] | 1,4-Dichlorobenzene | 1,4-Dichlorobenzene (p-Dichlorobenzene) |  | 1,4-Dichlorobenzene | 106467
| 106-46-7 | Air | Dichlorobenzene, 1,4- | TO-15 SIM | [10 empty] | 1,4-Dichlorobenzene | 1,4-Dichlorobenzene (p-Dichlorobenzene) |  | 1,4-Dichlorobenzene | 106467
| 106-46-7 | Air | Dichlorobenzene, 1,4- | TO-17 | [10 empty] | 1,4-Dichlorobenzene | 1,4-Dichlorobenzene (p-Dichlorobenzene) |  | 1,4-Dichlorobenzene | 106467
| 91-94-1 | Soil | Dichlorobenzidine, 3,3'- | 625.1 | [10 empty] | 3,3'-Dichlorobenzidine | 3,3`-Dichlorobenzidine |  | 3,3'-Dichlorobenzidine | 91941
| 91-94-1 | Water | Dichlorobenzidine, 3,3'- | 625.1 | [10 empty] | 3,3'-Dichlorobenzidine | 3,3`-Dichlorobenzidine |  | 3,3'-Dichlorobenzidine | 91941
| 91-94-1 | Soil | Dichlorobenzidine, 3,3'- | 625 | [10 empty] | 3,3'-Dichlorobenzidine | 3,3`-Dichlorobenzidine |  | 3,3'-Dichlorobenzidine | 91941
| 91-94-1 | Water | Dichlorobenzidine, 3,3'- | 625 | [10 empty] | 3,3'-Dichlorobenzidine | 3,3`-Dichlorobenzidine |  | 3,3'-Dichlorobenzidine | 91941
| 91-94-1 | Soil | Dichlorobenzidine, 3,3'- | 8270D | [10 empty] | 3,3'-Dichlorobenzidine | 3,3`-Dichlorobenzidine |  | 3,3'-Dichlorobenzidine | 91941
| 91-94-1 | Water | Dichlorobenzidine, 3,3'- | 8270D | [10 empty] | 3,3'-Dichlorobenzidine | 3,3`-Dichlorobenzidine |  | 3,3'-Dichlorobenzidine | 91941
| 91-94-1 | Soil | Dichlorobenzidine, 3,3'- | 8270D-SIM | [10 empty] | 3,3'-Dichlorobenzidine | 3,3`-Dichlorobenzidine |  | 3,3'-Dichlorobenzidine | 91941
| 91-94-1 | Water | Dichlorobenzidine, 3,3'- | 8270D-SIM | [10 empty] | 3,3'-Dichlorobenzidine | 3,3`-Dichlorobenzidine |  | 3,3'-Dichlorobenzidine | 91941
| 91-94-1 | Soil | Dichlorobenzidine, 3,3'- | 8270E | [10 empty] | 3,3'-Dichlorobenzidine | 3,3`-Dichlorobenzidine |  | 3,3'-Dichlorobenzidine | 91941
| 91-94-1 | Water | Dichlorobenzidine, 3,3'- | 8270E | [10 empty] | 3,3'-Dichlorobenzidine | 3,3`-Dichlorobenzidine |  | 3,3'-Dichlorobenzidine | 91941
| 91-94-1 | Soil | Dichlorobenzidine, 3,3'- | 8270E-SIM | [10 empty] | 3,3'-Dichlorobenzidine | 3,3`-Dichlorobenzidine |  | 3,3'-Dichlorobenzidine | 91941
| 91-94-1 | Water | Dichlorobenzidine, 3,3'- | 8270E-SIM | [10 empty] | 3,3'-Dichlorobenzidine | 3,3`-Dichlorobenzidine |  | 3,3'-Dichlorobenzidine | 91941
| 75-71-8 | Soil | Dichlorodifluoromethane (Freon-12) | 524.2 | [10 empty] | Dichlorodifluoromethane | Dichlorodifluoromethane |  | Dichlorodifluoromethane (Freon-12) | 75718
| 75-71-8 | Water | Dichlorodifluoromethane (Freon-12) | 524.2 | [10 empty] | Dichlorodifluoromethane | Dichlorodifluoromethane |  | Dichlorodifluoromethane (Freon-12) | 75718
| 75-71-8 | Soil | Dichlorodifluoromethane (Freon-12) | 624 | [10 empty] | Dichlorodifluoromethane | Dichlorodifluoromethane |  | Dichlorodifluoromethane (Freon-12) | 75718
| 75-71-8 | Water | Dichlorodifluoromethane (Freon-12) | 624 | [10 empty] | Dichlorodifluoromethane | Dichlorodifluoromethane |  | Dichlorodifluoromethane (Freon-12) | 75718
| 75-71-8 | Soil | Dichlorodifluoromethane (Freon-12) | 624.1 | [10 empty] | Dichlorodifluoromethane | Dichlorodifluoromethane |  | Dichlorodifluoromethane (Freon-12) | 75718
| 75-71-8 | Water | Dichlorodifluoromethane (Freon-12) | 624.1 | [10 empty] | Dichlorodifluoromethane | Dichlorodifluoromethane |  | Dichlorodifluoromethane (Freon-12) | 75718
| 75-71-8 | Soil | Dichlorodifluoromethane (Freon-12) | 8260C | [10 empty] | Dichlorodifluoromethane | Dichlorodifluoromethane |  | Dichlorodifluoromethane (Freon-12) | 75718
| 75-71-8 | Water | Dichlorodifluoromethane (Freon-12) | 8260C | [10 empty] | Dichlorodifluoromethane | Dichlorodifluoromethane |  | Dichlorodifluoromethane (Freon-12) | 75718
| 75-71-8 | Soil | Dichlorodifluoromethane (Freon-12) | 8260D | [10 empty] | Dichlorodifluoromethane | Dichlorodifluoromethane |  | Dichlorodifluoromethane (Freon-12) | 75718
| 75-71-8 | Water | Dichlorodifluoromethane (Freon-12) | 8260D | [10 empty] | Dichlorodifluoromethane | Dichlorodifluoromethane |  | Dichlorodifluoromethane (Freon-12) | 75718
| 75-71-8 | Air | Dichlorodifluoromethane (Freon-12) | TO-15 | [10 empty] | Dichlorodifluoromethane | Dichlorodifluoromethane |  | Dichlorodifluoromethane (Freon-12) | 75718
| 75-71-8 | Air | Dichlorodifluoromethane (Freon-12) | TO-15 SIM | [10 empty] | Dichlorodifluoromethane | Dichlorodifluoromethane |  | Dichlorodifluoromethane (Freon-12) | 75718
| 75-71-8 | Air | Dichlorodifluoromethane (Freon-12) | TO-17 | [10 empty] | Dichlorodifluoromethane | Dichlorodifluoromethane |  | Dichlorodifluoromethane (Freon-12) | 75718
| 75-34-3 | Soil | Dichloroethane, 1,1- | 524.2 | [10 empty] | 1,1-Dichloroethane | 1,1-Dichloroethane |  | 1,1-Dichloroethane | 75343
| 75-34-3 | Water | Dichloroethane, 1,1- | 524.2 | [10 empty] | 1,1-Dichloroethane | 1,1-Dichloroethane |  | 1,1-Dichloroethane | 75343
| 75-34-3 | Soil | Dichloroethane, 1,1- | 624 | [10 empty] | 1,1-Dichloroethane | 1,1-Dichloroethane |  | 1,1-Dichloroethane | 75343
| 75-34-3 | Water | Dichloroethane, 1,1- | 624 | [10 empty] | 1,1-Dichloroethane | 1,1-Dichloroethane |  | 1,1-Dichloroethane | 75343
| 75-34-3 | Soil | Dichloroethane, 1,1- | 624.1 | [10 empty] | 1,1-Dichloroethane | 1,1-Dichloroethane |  | 1,1-Dichloroethane | 75343
| 75-34-3 | Water | Dichloroethane, 1,1- | 624.1 | [10 empty] | 1,1-Dichloroethane | 1,1-Dichloroethane |  | 1,1-Dichloroethane | 75343
| 75-34-3 | Soil | Dichloroethane, 1,1- | 8260C | [10 empty] | 1,1-Dichloroethane | 1,1-Dichloroethane |  | 1,1-Dichloroethane | 75343
| 75-34-3 | Water | Dichloroethane, 1,1- | 8260C | [10 empty] | 1,1-Dichloroethane | 1,1-Dichloroethane |  | 1,1-Dichloroethane | 75343
| 75-34-3 | Soil | Dichloroethane, 1,1- | 8260D | [10 empty] | 1,1-Dichloroethane | 1,1-Dichloroethane |  | 1,1-Dichloroethane | 75343
| 75-34-3 | Water | Dichloroethane, 1,1- | 8260D | [10 empty] | 1,1-Dichloroethane | 1,1-Dichloroethane |  | 1,1-Dichloroethane | 75343
| 75-34-3 | Air | Dichloroethane, 1,1- | TO-14A | [10 empty] | 1,1-Dichloroethane | 1,1-Dichloroethane |  | 1,1-Dichloroethane | 75343
| 75-34-3 | Air | Dichloroethane, 1,1- | TO-15 | [10 empty] | 1,1-Dichloroethane | 1,1-Dichloroethane |  | 1,1-Dichloroethane | 75343
| 75-34-3 | Air | Dichloroethane, 1,1- | TO-15 SIM | [10 empty] | 1,1-Dichloroethane | 1,1-Dichloroethane |  | 1,1-Dichloroethane | 75343
| 75-34-3 | Air | Dichloroethane, 1,1- | TO-17 | [10 empty] | 1,1-Dichloroethane | 1,1-Dichloroethane |  | 1,1-Dichloroethane | 75343
| 107-06-2 | Soil | Dichloroethane, 1,2- | 524.2 | [10 empty] | 1,2-Dichloroethane | 1,2-Dichloroethane |  | 1,2-Dichloroethane | 107062
| 107-06-2 | Water | Dichloroethane, 1,2- | 524.2 | [10 empty] | 1,2-Dichloroethane | 1,2-Dichloroethane |  | 1,2-Dichloroethane | 107062
| 107-06-2 | Soil | Dichloroethane, 1,2- | 624 | [10 empty] | 1,2-Dichloroethane | 1,2-Dichloroethane |  | 1,2-Dichloroethane | 107062
| 107-06-2 | Water | Dichloroethane, 1,2- | 624 | [10 empty] | 1,2-Dichloroethane | 1,2-Dichloroethane |  | 1,2-Dichloroethane | 107062
| 107-06-2 | Soil | Dichloroethane, 1,2- | 624.1 | [10 empty] | 1,2-Dichloroethane | 1,2-Dichloroethane |  | 1,2-Dichloroethane | 107062
| 107-06-2 | Water | Dichloroethane, 1,2- | 624.1 | [10 empty] | 1,2-Dichloroethane | 1,2-Dichloroethane |  | 1,2-Dichloroethane | 107062
| 107-06-2 | Soil | Dichloroethane, 1,2- | 8260C | [10 empty] | 1,2-Dichloroethane | 1,2-Dichloroethane |  | 1,2-Dichloroethane | 107062
| 107-06-2 | Water | Dichloroethane, 1,2- | 8260C | [10 empty] | 1,2-Dichloroethane | 1,2-Dichloroethane |  | 1,2-Dichloroethane | 107062
| 107-06-2 | Soil | Dichloroethane, 1,2- | 8260C-SIM | [10 empty] | 1,2-Dichloroethane | 1,2-Dichloroethane |  | 1,2-Dichloroethane | 107062
| 107-06-2 | Water | Dichloroethane, 1,2- | 8260C-SIM | [10 empty] | 1,2-Dichloroethane | 1,2-Dichloroethane |  | 1,2-Dichloroethane | 107062
| 107-06-2 | Soil | Dichloroethane, 1,2- | 8260D | [10 empty] | 1,2-Dichloroethane | 1,2-Dichloroethane |  | 1,2-Dichloroethane | 107062
| 107-06-2 | Water | Dichloroethane, 1,2- | 8260D | [10 empty] | 1,2-Dichloroethane | 1,2-Dichloroethane |  | 1,2-Dichloroethane | 107062
| 107-06-2 | Soil | Dichloroethane, 1,2- | 8260D-SIM | [10 empty] | 1,2-Dichloroethane | 1,2-Dichloroethane |  | 1,2-Dichloroethane | 107062
| 107-06-2 | Water | Dichloroethane, 1,2- | 8260D-SIM | [10 empty] | 1,2-Dichloroethane | 1,2-Dichloroethane |  | 1,2-Dichloroethane | 107062
| 107-06-2 | Air | Dichloroethane, 1,2- | TO-14A | [10 empty] | 1,1-Dichloroethane | 1,2-Dichloroethane |  | 1,2-Dichloroethane | 107062
| 107-06-2 | Air | Dichloroethane, 1,2- | TO-15 | [10 empty] | 1,2-Dichloroethane | 1,2-Dichloroethane |  | 1,2-Dichloroethane | 107062
| 107-06-2 | Air | Dichloroethane, 1,2- | TO-15 SIM | [10 empty] | 1,2-Dichloroethane | 1,2-Dichloroethane |  | 1,2-Dichloroethane | 107062
| 107-06-2 | Air | Dichloroethane, 1,2- | TO-17 | [10 empty] | 1,2-Dichloroethane | 1,2-Dichloroethane |  | 1,2-Dichloroethane | 107062
| 107-06-2 | Air | Dichloroethane, 1,2- | TO-3 | [10 empty] | 1,2-Dichloroethane | 1,2-Dichloroethane |  | 1,2-Dichloroethane | 107062
| 75-35-4 | Soil | Dichloroethylene, 1,1- | 524.2 | [10 empty] | 1,1-Dichloroethylene | 1,1-Dichloroethylene |  | 1,1-Dichloroethylene | 75354
| 75-35-4 | Water | Dichloroethylene, 1,1- | 524.2 | [10 empty] | 1,1-Dichloroethylene | 1,1-Dichloroethylene |  | 1,1-Dichloroethylene | 75354
| 75-35-4 | Soil | Dichloroethylene, 1,1- | 624 | [10 empty] | 1,1-Dichloroethylene | 1,1-Dichloroethylene |  | 1,1-Dichloroethylene | 75354
| 75-35-4 | Water | Dichloroethylene, 1,1- | 624 | [10 empty] | 1,1-Dichloroethylene | 1,1-Dichloroethylene |  | 1,1-Dichloroethylene | 75354
| 75-35-4 | Soil | Dichloroethylene, 1,1- | 624.1 | [10 empty] | 1,1-Dichloroethylene | 1,1-Dichloroethylene |  | 1,1-Dichloroethylene | 75354
| 75-35-4 | Water | Dichloroethylene, 1,1- | 624.1 | [10 empty] | 1,1-Dichloroethylene | 1,1-Dichloroethylene |  | 1,1-Dichloroethylene | 75354
| 75-35-4 | Soil | Dichloroethylene, 1,1- | 8260C | [10 empty] | 1,1-Dichloroethylene | 1,1-Dichloroethylene |  | 1,1-Dichloroethylene | 75354
| 75-35-4 | Water | Dichloroethylene, 1,1- | 8260C | [10 empty] | 1,1-Dichloroethylene | 1,1-Dichloroethylene |  | 1,1-Dichloroethylene | 75354
| 75-35-4 | Soil | Dichloroethylene, 1,1- | 8260C-SIM | [10 empty] | 1,1-Dichloroethylene | 1,1-Dichloroethylene |  | 1,1-Dichloroethylene | 75354
| 75-35-4 | Water | Dichloroethylene, 1,1- | 8260C-SIM | [10 empty] | 1,1-Dichloroethylene | 1,1-Dichloroethylene |  | 1,1-Dichloroethylene | 75354
| 75-35-4 | Soil | Dichloroethylene, 1,1- | 8260D | [10 empty] | 1,1-Dichloroethylene | 1,1-Dichloroethylene |  | 1,1-Dichloroethylene | 75354
| 75-35-4 | Water | Dichloroethylene, 1,1- | 8260D | [10 empty] | 1,1-Dichloroethylene | 1,1-Dichloroethylene |  | 1,1-Dichloroethylene | 75354
| 75-35-4 | Soil | Dichloroethylene, 1,1- | 8260D-SIM | [10 empty] | 1,1-Dichloroethylene | 1,1-Dichloroethylene |  | 1,1-Dichloroethylene | 75354
| 75-35-4 | Water | Dichloroethylene, 1,1- | 8260D-SIM | [10 empty] | 1,1-Dichloroethylene | 1,1-Dichloroethylene |  | 1,1-Dichloroethylene | 75354
| 75-35-4 | Air | Dichloroethylene, 1,1- | TO-15 | [10 empty] | 1,1-Dichloroethylene | 1,1-Dichloroethylene |  | 1,1-Dichloroethylene | 75354
| 75-35-4 | Air | Dichloroethylene, 1,1- | TO-15 SIM | [10 empty] | 1,1-Dichloroethylene | 1,1-Dichloroethylene |  | 1,1-Dichloroethylene | 75354
| 75-35-4 | Air | Dichloroethylene, 1,1- | TO-17 | [10 empty] | 1,1-Dichloroethylene | 1,1-Dichloroethylene |  | 1,1-Dichloroethylene | 75354
| 156-59-2 | Soil | Dichloroethylene, 1,2-cis- | 524.2 | [10 empty] | cis-1,2-Dichloroethylene | cis-1,2-Dichloroethylene |  | cis-1,2-Dichloroethylene | 156592
| 156-59-2 | Water | Dichloroethylene, 1,2-cis- | 524.2 | [10 empty] | cis-1,2-Dichloroethylene | cis-1,2-Dichloroethylene |  | cis-1,2-Dichloroethylene | 156592
| 156-59-2 | Soil | Dichloroethylene, 1,2-cis- | 624 | [10 empty] | cis-1,2-Dichloroethylene | cis-1,2-Dichloroethylene |  | cis-1,2-Dichloroethylene | 156592
| 156-59-2 | Water | Dichloroethylene, 1,2-cis- | 624 | [10 empty] | cis-1,2-Dichloroethylene | cis-1,2-Dichloroethylene |  | cis-1,2-Dichloroethylene | 156592
| 156-59-2 | Soil | Dichloroethylene, 1,2-cis- | 624.1 | [10 empty] | cis-1,2-Dichloroethylene | cis-1,2-Dichloroethylene |  | cis-1,2-Dichloroethylene | 156592
| 156-59-2 | Water | Dichloroethylene, 1,2-cis- | 624.1 | [10 empty] | cis-1,2-Dichloroethylene | cis-1,2-Dichloroethylene |  | cis-1,2-Dichloroethylene | 156592
| 156-59-2 | Soil | Dichloroethylene, 1,2-cis- | 8260C | [10 empty] | cis-1,2-Dichloroethylene | cis-1,2-Dichloroethylene |  | cis-1,2-Dichloroethylene | 156592
| 156-59-2 | Water | Dichloroethylene, 1,2-cis- | 8260C | [10 empty] | cis-1,2-Dichloroethylene | cis-1,2-Dichloroethylene |  | cis-1,2-Dichloroethylene | 156592
| 156-59-2 | Soil | Dichloroethylene, 1,2-cis- | 8260C-SIM | [10 empty] | cis-1,2-Dichloroethylene | cis-1,2-Dichloroethylene |  | cis-1,2-Dichloroethylene | 156592
| 156-59-2 | Water | Dichloroethylene, 1,2-cis- | 8260C-SIM | [10 empty] | cis-1,2-Dichloroethylene | cis-1,2-Dichloroethylene |  | cis-1,2-Dichloroethylene | 156592
| 156-59-2 | Soil | Dichloroethylene, 1,2-cis- | 8260D | [10 empty] | cis-1,2-Dichloroethylene | cis-1,2-Dichloroethylene |  | cis-1,2-Dichloroethylene | 156592
| 156-59-2 | Water | Dichloroethylene, 1,2-cis- | 8260D | [10 empty] | cis-1,2-Dichloroethylene | cis-1,2-Dichloroethylene |  | cis-1,2-Dichloroethylene | 156592
| 156-59-2 | Soil | Dichloroethylene, 1,2-cis- | 8260D-SIM | [10 empty] | cis-1,2-Dichloroethylene | cis-1,2-Dichloroethylene |  | cis-1,2-Dichloroethylene | 156592
| 156-59-2 | Water | Dichloroethylene, 1,2-cis- | 8260D-SIM | [10 empty] | cis-1,2-Dichloroethylene | cis-1,2-Dichloroethylene |  | cis-1,2-Dichloroethylene | 156592
| 156-59-2 | Air | Dichloroethylene, 1,2-cis- | TO-14A | [10 empty] | cis-1,2-Dichloroethylene | cis-1,2-Dichloroethylene |  | cis-1,2-Dichloroethylene | 156592
| 156-59-2 | Air | Dichloroethylene, 1,2-cis- | TO-15 | [10 empty] | cis-1,2-Dichloroethylene | cis-1,2-Dichloroethylene |  | cis-1,2-Dichloroethylene | 156592
| 156-59-2 | Air | Dichloroethylene, 1,2-cis- | TO-15 SIM | [10 empty] | cis-1,2-Dichloroethylene | cis-1,2-Dichloroethylene |  | cis-1,2-Dichloroethylene | 156592
| 156-59-2 | Air | Dichloroethylene, 1,2-cis- | TO-17 | [10 empty] | cis-1,2-Dichloroethylene | cis-1,2-Dichloroethylene |  | cis-1,2-Dichloroethylene | 156592
| 156-60-5 | Soil | Dichloroethylene, 1,2-trans- | 524.2 | [10 empty] | trans-1,2-Dichloroethylene | trans-1,2-Dichloroethylene |  | trans-1,2-Dichloroethylene | 156605
| 156-60-5 | Water | Dichloroethylene, 1,2-trans- | 524.2 | [10 empty] | trans-1,2-Dichloroethylene | trans-1,2-Dichloroethylene |  | trans-1,2-Dichloroethylene | 156605
| 156-60-5 | Soil | Dichloroethylene, 1,2-trans- | 624 | [10 empty] | trans-1,2-Dichloroethylene | trans-1,2-Dichloroethylene |  | trans-1,2-Dichloroethylene | 156605
| 156-60-5 | Water | Dichloroethylene, 1,2-trans- | 624 | [10 empty] | trans-1,2-Dichloroethylene | trans-1,2-Dichloroethylene |  | trans-1,2-Dichloroethylene | 156605
| 156-60-5 | Soil | Dichloroethylene, 1,2-trans- | 624.1 | [10 empty] | trans-1,2-Dichloroethylene | trans-1,2-Dichloroethylene |  | trans-1,2-Dichloroethylene | 156605
| 156-60-5 | Water | Dichloroethylene, 1,2-trans- | 624.1 | [10 empty] | trans-1,2-Dichloroethylene | trans-1,2-Dichloroethylene |  | trans-1,2-Dichloroethylene | 156605
| 156-60-5 | Soil | Dichloroethylene, 1,2-trans- | 8260C | [10 empty] | trans-1,2-Dichloroethylene | trans-1,2-Dichloroethylene |  | trans-1,2-Dichloroethylene | 156605
| 156-60-5 | Water | Dichloroethylene, 1,2-trans- | 8260C | [10 empty] | trans-1,2-Dichloroethylene | trans-1,2-Dichloroethylene |  | trans-1,2-Dichloroethylene | 156605
| 156-60-5 | Soil | Dichloroethylene, 1,2-trans- | 8260C-SIM | [10 empty] | trans-1,2-Dichloroethylene | trans-1,2-Dichloroethylene |  | trans-1,2-Dichloroethylene | 156605
| 156-60-5 | Water | Dichloroethylene, 1,2-trans- | 8260C-SIM | [10 empty] | trans-1,2-Dichloroethylene | trans-1,2-Dichloroethylene |  | trans-1,2-Dichloroethylene | 156605
| 156-60-5 | Soil | Dichloroethylene, 1,2-trans- | 8260D | [10 empty] | trans-1,2-Dichloroethylene | trans-1,2-Dichloroethylene |  | trans-1,2-Dichloroethylene | 156605
| 156-60-5 | Water | Dichloroethylene, 1,2-trans- | 8260D | [10 empty] | trans-1,2-Dichloroethylene | trans-1,2-Dichloroethylene |  | trans-1,2-Dichloroethylene | 156605
| 156-60-5 | Soil | Dichloroethylene, 1,2-trans- | 8260D-SIM | [10 empty] | trans-1,2-Dichloroethylene | trans-1,2-Dichloroethylene |  | trans-1,2-Dichloroethylene | 156605
| 156-60-5 | Water | Dichloroethylene, 1,2-trans- | 8260D-SIM | [10 empty] | trans-1,2-Dichloroethylene | trans-1,2-Dichloroethylene |  | trans-1,2-Dichloroethylene | 156605
| 156-60-5 | Air | Dichloroethylene, 1,2-trans- | TO-15 | [10 empty] | trans-1,2-Dichloroethylene | trans-1,2-Dichloroethylene |  | trans-1,2-Dichloroethylene | 156605
| 156-60-5 | Air | Dichloroethylene, 1,2-trans- | TO-15 SIM | [10 empty] | trans-1,2-Dichloroethylene | trans-1,2-Dichloroethylene |  | trans-1,2-Dichloroethylene | 156605
| 120-83-2 | Soil | Dichlorophenol, 2,4- | 625.1 | [10 empty] | 2,4-Dichlorophenol | 2,4-Dichlorophenol |  | 2,4-Dichlorophenol | 120832
| 120-83-2 | Water | Dichlorophenol, 2,4- | 625.1 | [10 empty] | 2,4-Dichlorophenol | 2,4-Dichlorophenol |  | 2,4-Dichlorophenol | 120832
| 120-83-2 | Soil | Dichlorophenol, 2,4- | 625 | [10 empty] | 2,4-Dichlorophenol | 2,4-Dichlorophenol |  | 2,4-Dichlorophenol | 120832
| 120-83-2 | Water | Dichlorophenol, 2,4- | 625 | [10 empty] | 2,4-Dichlorophenol | 2,4-Dichlorophenol |  | 2,4-Dichlorophenol | 120832
| 120-83-2 | Soil | Dichlorophenol, 2,4- | 8270D | [10 empty] | 2,4-Dichlorophenol | 2,4-Dichlorophenol |  | 2,4-Dichlorophenol | 120832
| 120-83-2 | Water | Dichlorophenol, 2,4- | 8270D | [10 empty] | 2,4-Dichlorophenol | 2,4-Dichlorophenol |  | 2,4-Dichlorophenol | 120832
| 120-83-2 | Soil | Dichlorophenol, 2,4- | 8270D-SIM | [10 empty] | 2,4-Dichlorophenol | 2,4-Dichlorophenol |  | 2,4-Dichlorophenol | 120832
| 120-83-2 | Water | Dichlorophenol, 2,4- | 8270D-SIM | [10 empty] | 2,4-Dichlorophenol | 2,4-Dichlorophenol |  | 2,4-Dichlorophenol | 120832
| 120-83-2 | Soil | Dichlorophenol, 2,4- | 8270E | [10 empty] | 2,4-Dichlorophenol | 2,4-Dichlorophenol |  | 2,4-Dichlorophenol | 120832
| 120-83-2 | Water | Dichlorophenol, 2,4- | 8270E | [10 empty] | 2,4-Dichlorophenol | 2,4-Dichlorophenol |  | 2,4-Dichlorophenol | 120832
| 120-83-2 | Soil | Dichlorophenol, 2,4- | 8270E-SIM | [10 empty] | 2,4-Dichlorophenol | 2,4-Dichlorophenol |  | 2,4-Dichlorophenol | 120832
| 120-83-2 | Water | Dichlorophenol, 2,4- | 8270E-SIM | [10 empty] | 2,4-Dichlorophenol | 2,4-Dichlorophenol |  | 2,4-Dichlorophenol | 120832
| 94-75-7 | Soil | Dichlorophenoxy Acetic Acid, 2,4- (2,4-D) | 615 | [10 empty] | 2,4-Dichlorophenoxy Acetic Acid | 2,4-D | 8545 2,4-D |  | 94757
| 94-75-7 | Water | Dichlorophenoxy Acetic Acid, 2,4- (2,4-D) | 615 | [10 empty] | 2,4-Dichlorophenoxy Acetic Acid | 2,4-D | 8545 2,4-D |  | 94757
| 94-75-7 | Soil | Dichlorophenoxy Acetic Acid, 2,4- (2,4-D) | 8151A | [10 empty] | 2,4-Dichlorophenoxy Acetic Acid | 2,4-D | 8545 2,4-D |  | 94757
| 94-75-7 | Water | Dichlorophenoxy Acetic Acid, 2,4- (2,4-D) | 8151A | [10 empty] | 2,4-Dichlorophenoxy Acetic Acid | 2,4-D | 8545 2,4-D |  | 94757
| 78-87-5 | Soil | Dichloropropane, 1,2- | 524.2 | [10 empty] | 1,2-Dichloropropane | 1,2-Dichloropropane |  | 1,2-Dichloropropane | 78875
| 78-87-5 | Water | Dichloropropane, 1,2- | 524.2 | [10 empty] | 1,2-Dichloropropane | 1,2-Dichloropropane |  | 1,2-Dichloropropane | 78875
| 78-87-5 | Soil | Dichloropropane, 1,2- | 624 | [10 empty] | 1,2-Dichloropropane | 1,2-Dichloropropane |  | 1,2-Dichloropropane | 78875
| 78-87-5 | Water | Dichloropropane, 1,2- | 624 | [10 empty] | 1,2-Dichloropropane | 1,2-Dichloropropane |  | 1,2-Dichloropropane | 78875
| 78-87-5 | Soil | Dichloropropane, 1,2- | 624.1 | [10 empty] | 1,2-Dichloropropane | 1,2-Dichloropropane |  | 1,2-Dichloropropane | 78875
| 78-87-5 | Water | Dichloropropane, 1,2- | 624.1 | [10 empty] | 1,2-Dichloropropane | 1,2-Dichloropropane |  | 1,2-Dichloropropane | 78875
| 78-87-5 | Soil | Dichloropropane, 1,2- | 8260C | [10 empty] | 1,2-Dichloropropane | 1,2-Dichloropropane |  | 1,2-Dichloropropane | 78875
| 78-87-5 | Water | Dichloropropane, 1,2- | 8260C | [10 empty] | 1,2-Dichloropropane | 1,2-Dichloropropane |  | 1,2-Dichloropropane | 78875
| 78-87-5 | Soil | Dichloropropane, 1,2- | 8260D | [10 empty] | 1,2-Dichloropropane | 1,2-Dichloropropane |  | 1,2-Dichloropropane | 78875
| 78-87-5 | Water | Dichloropropane, 1,2- | 8260D | [10 empty] | 1,2-Dichloropropane | 1,2-Dichloropropane |  | 1,2-Dichloropropane | 78875
| 78-87-5 | Air | Dichloropropane, 1,2- | TO-14A | [10 empty] | 1,2-Dichloropropane | 1,2-Dichloropropane |  | 1,2-Dichloropropane | 78875
| 78-87-5 | Air | Dichloropropane, 1,2- | TO-15 | [10 empty] | 1,2-Dichloropropane | 1,2-Dichloropropane |  | 1,2-Dichloropropane | 78875
| 78-87-5 | Air | Dichloropropane, 1,2- | TO-15 SIM | [10 empty] | 1,2-Dichloropropane | 1,2-Dichloropropane |  | 1,2-Dichloropropane | 78875
| 78-87-5 | Air | Dichloropropane, 1,2- | TO-17 | [10 empty] | 1,2-Dichloropropane | 1,2-Dichloropropane |  | 1,2-Dichloropropane | 78875
| 542-75-6 | Water | Dichloropropene, 1,3- (cis + trans) | 524.2 | [10 empty] | 1,3-Dichloropropene, (cis + trans)
| 542-75-6 | Water | Dichloropropene, 1,3- (cis + trans) | 624.1 | [10 empty] | 1,3-Dichloropropene, (cis + trans)
| 542-75-6 | Soil | Dichloropropene, 1,3- (cis + trans) | 8260C | [10 empty] | 1,3-Dichloropropene, (cis + trans) | Not listed |  |  | 542756
| 542-75-6 | Water | Dichloropropene, 1,3- (cis + trans) | 8260C | [10 empty] | 1,3-Dichloropropene, (cis + trans) | Not listed |  |  | 542756
| 542-75-6 | Soil | Dichloropropene, 1,3- (cis + trans) | 8260D | [10 empty] | 1,3-Dichloropropene, (cis + trans) | Not listed |  |  | 542756
| 542-75-6 | Water | Dichloropropene, 1,3- (cis + trans) | 8260D | [10 empty] | 1,3-Dichloropropene, (cis + trans) | Not listed |  |  | 542756
| 542-75-6 | Air | Dichloropropene, 1,3- (cis + trans) | TO-15 | [10 empty] | 1,3-Dichloropropene, (cis + trans) | Not listed |  |  | 542756
| 542-75-6 | Air | Dichloropropene, 1,3- (cis + trans) | TO-15 SIM | [10 empty] | 1,3-Dichloropropene, (cis + trans) | Not listed |  |  | 542756
| 10061-01-5 | Water | Dichloropropene, cis-1,3- | 524.2 | [10 empty] | cis-1,3-Dichloropropene | cis-1,3-Dichloropropene |  | cis-1,3-Dichloropropene | 10061015
| 10061-01-5 | Water | Dichloropropene, cis-1,3- | 624 | [10 empty] | cis-1,3-Dichloropropene | cis-1,3-Dichloropropene |  | cis-1,3-Dichloropropene | 10061015
| 10061-01-5 | Water | Dichloropropene, cis-1,3- | 624.1 | [10 empty] | cis-1,3-Dichloropropene | cis-1,3-Dichloropropene |  | cis-1,3-Dichloropropene | 10061015
| 10061-01-5 | Soil | Dichloropropene, cis-1,3- | 8260C | [10 empty] | cis-1,3-Dichloropropene | cis-1,3-Dichloropropene |  | cis-1,3-Dichloropropene | 10061015
| 10061-01-5 | Water | Dichloropropene, cis-1,3- | 8260C | [10 empty] | cis-1,3-Dichloropropene | cis-1,3-Dichloropropene |  | cis-1,3-Dichloropropene | 10061015
| 10061-01-5 | Soil | Dichloropropene, cis-1,3- | 8260C-SIM | [10 empty] | cis-1,3-Dichloropropene | cis-1,3-Dichloropropene |  | cis-1,3-Dichloropropene | 10061015
| 10061-01-5 | Water | Dichloropropene, cis-1,3- | 8260C-SIM | [10 empty] | cis-1,3-Dichloropropene | cis-1,3-Dichloropropene |  | cis-1,3-Dichloropropene | 10061015
| 10061-01-5 | Soil | Dichloropropene, cis-1,3- | 8260D | [10 empty] | cis-1,3-Dichloropropene | cis-1,3-Dichloropropene |  | cis-1,3-Dichloropropene | 10061015
| 10061-01-5 | Water | Dichloropropene, cis-1,3- | 8260D | [10 empty] | cis-1,3-Dichloropropene | cis-1,3-Dichloropropene |  | cis-1,3-Dichloropropene | 10061015
| 10061-01-5 | Soil | Dichloropropene, cis-1,3- | 8260D-SIM | [10 empty] | cis-1,3-Dichloropropene | cis-1,3-Dichloropropene |  | cis-1,3-Dichloropropene | 10061015
| 10061-01-5 | Water | Dichloropropene, cis-1,3- | 8260D-SIM | [10 empty] | cis-1,3-Dichloropropene | cis-1,3-Dichloropropene |  | cis-1,3-Dichloropropene | 10061015
| 10061-01-5 | Air | Dichloropropene, cis-1,3- | TO-14A | [10 empty] | cis-1,3-Dichloropropene | cis-1,3-Dichloropropene |  | cis-1,3-Dichloropropene | 10061015
| 10061-01-5 | Air | Dichloropropene, cis-1,3- | TO-15 | [10 empty] | cis-1,3-Dichloropropene | cis-1,3-Dichloropropene |  | cis-1,3-Dichloropropene | 10061015
| 10061-01-5 | Air | Dichloropropene, cis-1,3- | TO-15 SIM | [10 empty] | cis-1,3-Dichloropropene | cis-1,3-Dichloropropene |  | cis-1,3-Dichloropropene | 10061015
| 10061-01-5 | Air | Dichloropropene, cis-1,3- | TO-17 | [10 empty] | cis-1,3-Dichloropropene | cis-1,3-Dichloropropene |  | cis-1,3-Dichloropropene | 10061015
| 10061-02-6 | Water | Dichloropropene, trans-1,3- | 524.2 | [10 empty] | trans-1,3-Dichloropropene | trans-1,3-Dichloropropylene |  | trans-1,3-Dichloropropylene | 10061026
| 10061-02-6 | Water | Dichloropropene, trans-1,3- | 624 | [10 empty] | trans-1,3-Dichloropropene | trans-1,3-Dichloropropylene |  | trans-1,3-Dichloropropylene | 10061026
| 10061-02-6 | Water | Dichloropropene, trans-1,3- | 624.1 | [10 empty] | trans-1,3-Dichloropropene | trans-1,3-Dichloropropylene |  | trans-1,3-Dichloropropylene | 10061026
| 10061-02-6 | Soil | Dichloropropene, trans-1,3- | 8260C | [10 empty] | trans-1,3-Dichloropropene | trans-1,3-Dichloropropylene |  | trans-1,3-Dichloropropylene | 10061026
| 10061-02-6 | Water | Dichloropropene, trans-1,3- | 8260C | [10 empty] | trans-1,3-Dichloropropene | trans-1,3-Dichloropropylene |  | trans-1,3-Dichloropropylene | 10061026
| 10061-02-6 | Soil | Dichloropropene, trans-1,3- | 8260C-SIM | [10 empty] | trans-1,3-Dichloropropene | trans-1,3-Dichloropropylene |  | trans-1,3-Dichloropropylene | 10061026
| 10061-02-6 | Water | Dichloropropene, trans-1,3- | 8260C-SIM | [10 empty] | trans-1,3-Dichloropropene | trans-1,3-Dichloropropylene |  | trans-1,3-Dichloropropylene | 10061026
| 10061-02-6 | Soil | Dichloropropene, trans-1,3- | 8260D | [10 empty] | trans-1,3-Dichloropropene | trans-1,3-Dichloropropylene |  | trans-1,3-Dichloropropylene | 10061026
| 10061-02-6 | Water | Dichloropropene, trans-1,3- | 8260D | [10 empty] | trans-1,3-Dichloropropene | trans-1,3-Dichloropropylene |  | trans-1,3-Dichloropropylene | 10061026
| 10061-02-6 | Soil | Dichloropropene, trans-1,3- | 8260D-SIM | [10 empty] | trans-1,3-Dichloropropene | trans-1,3-Dichloropropylene |  | trans-1,3-Dichloropropylene | 10061026
| 10061-02-6 | Water | Dichloropropene, trans-1,3- | 8260D-SIM | [10 empty] | trans-1,3-Dichloropropene | trans-1,3-Dichloropropylene |  | trans-1,3-Dichloropropylene | 10061026
| 10061-02-6 | Air | Dichloropropene, trans-1,3- | TO-14A | [10 empty] | trans-1,3-Dichloropropene | trans-1,3-Dichloropropylene |  | trans-1,3-Dichloropropylene | 10061026
| 10061-02-6 | Air | Dichloropropene, trans-1,3- | TO-15 | [10 empty] | trans-1,3-Dichloropropene | trans-1,3-Dichloropropylene |  | trans-1,3-Dichloropropylene | 10061026
| 10061-02-6 | Air | Dichloropropene, trans-1,3- | TO-15 SIM | [10 empty] | trans-1,3-Dichloropropene | trans-1,3-Dichloropropylene |  | trans-1,3-Dichloropropylene | 10061026
| 10061-02-6 | Air | Dichloropropene, trans-1,3- | TO-17 | [10 empty] | trans-1,3-Dichloropropene | trans-1,3-Dichloropropylene |  | trans-1,3-Dichloropropylene | 10061026
| 60-57-1 | Soil | Dieldrin | 608.3 | [10 empty] | Dieldrin | Dieldrin |  | Dieldrin | 60571
| 60-57-1 | Water | Dieldrin | 608.3 | [10 empty] | Dieldrin | Dieldrin |  | Dieldrin | 60571
| 60-57-1 | Soil | Dieldrin | 608 | [10 empty] | Dieldrin | Dieldrin |  | Dieldrin | 60571
| 60-57-1 | Water | Dieldrin | 608 | [10 empty] | Dieldrin | Dieldrin |  | Dieldrin | 60571
| 60-57-1 | Soil | Dieldrin | 8081A | [10 empty] | Dieldrin | Dieldrin |  | Dieldrin | 60571
| 60-57-1 | Water | Dieldrin | 8081A | [10 empty] | Dieldrin | Dieldrin |  | Dieldrin | 60571
| 60-57-1 | Soil | Dieldrin | 8081B | [10 empty] | Dieldrin | Dieldrin |  | Dieldrin | 60571
| 60-57-1 | Water | Dieldrin | 8081B | [10 empty] | Dieldrin | Dieldrin |  | Dieldrin | 60571
| 60-57-1 | Soil | Dieldrin | 8270D | [10 empty] | Dieldrin | Dieldrin |  | Dieldrin | 60571
| 60-57-1 | Water | Dieldrin | 8270D | [10 empty] | Dieldrin | Dieldrin |  | Dieldrin | 60571
| 60-57-1 | Soil | Dieldrin | 8270D-SIM | [10 empty] | Dieldrin | Dieldrin |  | Dieldrin | 60571
| 60-57-1 | Water | Dieldrin | 8270D-SIM | [10 empty] | Dieldrin | Dieldrin |  | Dieldrin | 60571
| 60-57-1 | Air | Dieldrin | TO-10A | [10 empty] | Dieldrin | Dieldrin |  | Dieldrin | 60571
| 60-57-1 | Air | Dieldrin | TO-4A | [10 empty] | Dieldrin | Dieldrin |  | Dieldrin | 60571
| N/A | Soil | Diesel Range Organics (C10 – C25) | AK 102 | [10 empty] | Diesel Range Organics (C10 – C25) | Diesel range organics (DRO) |  | Diesel range organics (DRO) | N/A
| N/A | Water | Diesel Range Organics (C10 – C25) | AK 102 | [10 empty] | Diesel Range Organics (C10 – C25) | Diesel range organics (DRO) |  | Diesel range organics (DRO) | N/A
| 84-66-2 | Soil | Diethyl Phthalate | 625.1 | [10 empty] | Diethyl Phthalate | Diethyl phthalate | 6070 Diethyl phthalate | Diethyl phthalate | 84662
| 84-66-2 | Water | Diethyl Phthalate | 625.1 | [10 empty] | Diethyl Phthalate | Diethyl phthalate | 6070 Diethyl phthalate | Diethyl phthalate | 84662
| 84-66-2 | Soil | Diethyl Phthalate | 625 | [10 empty] | Diethyl Phthalate | Diethyl phthalate | 6070 Diethyl phthalate | Diethyl phthalate | 84662
| 84-66-2 | Water | Diethyl Phthalate | 625 | [10 empty] | Diethyl Phthalate | Diethyl phthalate | 6070 Diethyl phthalate | Diethyl phthalate | 84662
| 84-66-2 | Soil | Diethyl Phthalate | 8270D | [10 empty] | Diethyl Phthalate | Diethyl phthalate | 6070 Diethyl phthalate | Diethyl phthalate | 84662
| 84-66-2 | Water | Diethyl Phthalate | 8270D | [10 empty] | Diethyl Phthalate | Diethyl phthalate | 6070 Diethyl phthalate | Diethyl phthalate | 84662
| 84-66-2 | Soil | Diethyl Phthalate | 8270D-SIM | [10 empty] | Diethyl Phthalate | Diethyl phthalate | 6070 Diethyl phthalate | Diethyl phthalate | 84662
| 84-66-2 | Water | Diethyl Phthalate | 8270D-SIM | [10 empty] | Diethyl Phthalate | Diethyl phthalate | 6070 Diethyl phthalate | Diethyl phthalate | 84662
| 84-66-2 | Soil | Diethyl Phthalate | 8270E | [10 empty] | Diethyl Phthalate | Diethyl phthalate | 6070 Diethyl phthalate | Diethyl phthalate | 84662
| 84-66-2 | Water | Diethyl Phthalate | 8270E | [10 empty] | Diethyl Phthalate | Diethyl phthalate | 6070 Diethyl phthalate | Diethyl phthalate | 84662
| 84-66-2 | Soil | Diethyl Phthalate | 8270E-SIM | [10 empty] | Diethyl Phthalate | Diethyl phthalate | 6070 Diethyl phthalate | Diethyl phthalate | 84662
| 84-66-2 | Water | Diethyl Phthalate | 8270E-SIM | [10 empty] | Diethyl Phthalate | Diethyl phthalate | 6070 Diethyl phthalate | Diethyl phthalate | 84662
| 105-67-9 | Soil | Dimethylphenol, 2,4- | 625.1 | [10 empty] | 2,4-Dimethylphenol | 2,4-Dimethylphenol |  | 2,4-Dimethylphenol | 105679
| 105-67-9 | Water | Dimethylphenol, 2,4- | 625.1 | [10 empty] | 2,4-Dimethylphenol | 2,4-Dimethylphenol |  | 2,4-Dimethylphenol | 105679
| 105-67-9 | Soil | Dimethylphenol, 2,4- | 625 | [10 empty] | 2,4-Dimethylphenol | 2,4-Dimethylphenol |  | 2,4-Dimethylphenol | 105679
| 105-67-9 | Water | Dimethylphenol, 2,4- | 625 | [10 empty] | 2,4-Dimethylphenol | 2,4-Dimethylphenol |  | 2,4-Dimethylphenol | 105679
| 105-67-9 | Soil | Dimethylphenol, 2,4- | 8270D | [10 empty] | 2,4-Dimethylphenol | 2,4-Dimethylphenol |  | 2,4-Dimethylphenol | 105679
| 105-67-9 | Water | Dimethylphenol, 2,4- | 8270D | [10 empty] | 2,4-Dimethylphenol | 2,4-Dimethylphenol |  | 2,4-Dimethylphenol | 105679
| 105-67-9 | Soil | Dimethylphenol, 2,4- | 8270D-SIM | [10 empty] | 2,4-Dimethylphenol | 2,4-Dimethylphenol |  | 2,4-Dimethylphenol | 105679
| 105-67-9 | Water | Dimethylphenol, 2,4- | 8270D-SIM | [10 empty] | 2,4-Dimethylphenol | 2,4-Dimethylphenol |  | 2,4-Dimethylphenol | 105679
| 105-67-9 | Soil | Dimethylphenol, 2,4- | 8270E | [10 empty] | 2,4-Dimethylphenol | 2,4-Dimethylphenol |  | 2,4-Dimethylphenol | 105679
| 105-67-9 | Water | Dimethylphenol, 2,4- | 8270E | [10 empty] | 2,4-Dimethylphenol | 2,4-Dimethylphenol |  | 2,4-Dimethylphenol | 105679
| 105-67-9 | Soil | Dimethylphenol, 2,4- | 8270E-SIM | [10 empty] | 2,4-Dimethylphenol | 2,4-Dimethylphenol |  | 2,4-Dimethylphenol | 105679
| 105-67-9 | Water | Dimethylphenol, 2,4- | 8270E-SIM | [10 empty] | 2,4-Dimethylphenol | 2,4-Dimethylphenol |  | 2,4-Dimethylphenol | 105679
| 131-11-3 | Water | Dimethylphthalate | 525.2 | [10 empty] | Dimethylphthalate | Dimethyl phthalate | 6135 Dimethyl phthalate | Dimethyl phthalate | 131113
| 131-11-3 | Soil | Dimethylphthalate | 625.1 | [10 empty] | Dimethylphthalate | 2,4-Dimethylphenol | 6135 Dimethyl phthalate | Dimethyl phthalate | 131113
| 131-11-3 | Water | Dimethylphthalate | 625.1 | [10 empty] | Dimethylphthalate | Dimethyl phthalate | 6135 Dimethyl phthalate | Dimethyl phthalate | 131113
| 131-11-3 | Soil | Dimethylphthalate | 625 | [10 empty] | Dimethylphthalate | 2,4-Dimethylphenol | 6135 Dimethyl phthalate | Dimethyl phthalate | 131113
| 131-11-3 | Water | Dimethylphthalate | 625 | [10 empty] | Dimethylphthalate | Dimethyl phthalate | 6135 Dimethyl phthalate | Dimethyl phthalate | 131113
| 131-11-3 | Soil | Dimethylphthalate | 8270D | [10 empty] | Dimethylphthalate | Dimethyl phthalate | 6135 Dimethyl phthalate | Dimethyl phthalate | 131113
| 131-11-3 | Water | Dimethylphthalate | 8270D | [10 empty] | Dimethylphthalate | Dimethyl phthalate | 6135 Dimethyl phthalate | Dimethyl phthalate | 131113
| 131-11-3 | Soil | Dimethylphthalate | 8270D-SIM | [10 empty] | Dimethylphthalate | Dimethyl phthalate | 6135 Dimethyl phthalate | Dimethyl phthalate | 131113
| 131-11-3 | Water | Dimethylphthalate | 8270D-SIM | [10 empty] | Dimethylphthalate | Dimethyl phthalate | 6135 Dimethyl phthalate | Dimethyl phthalate | 131113
| 131-11-3 | Soil | Dimethylphthalate | 8270E | [10 empty] | Dimethylphthalate | Dimethyl phthalate | 6135 Dimethyl phthalate | Dimethyl phthalate | 131113
| 131-11-3 | Water | Dimethylphthalate | 8270E | [10 empty] | Dimethylphthalate | Dimethyl phthalate | 6135 Dimethyl phthalate | Dimethyl phthalate | 131113
| 131-11-3 | Soil | Dimethylphthalate | 8270E-SIM | [10 empty] | Dimethylphthalate | Dimethyl phthalate | 6135 Dimethyl phthalate | Dimethyl phthalate | 131113
| 131-11-3 | Water | Dimethylphthalate | 8270E-SIM | [10 empty] | Dimethylphthalate | Dimethyl phthalate | 6135 Dimethyl phthalate | Dimethyl phthalate | 131113
| 528-29-0 | Soil | Dinitrobenzene, 1,2- | 8321A | [10 empty] | 1,2-Dinitrobenzene | 1,2-Dinitrobenzene (1,2-DNB) |  | 1,2-Dinitrobenzene | 528290
| 528-29-0 | Water | Dinitrobenzene, 1,2- | 8321A | [10 empty] | 1,2-Dinitrobenzene | 1,2-Dinitrobenzene (1,2-DNB) |  | 1,2-Dinitrobenzene | 528290
| 528-29-0 | Soil | Dinitrobenzene, 1,2- | 8321B | [10 empty] | 1,2-Dinitrobenzene | 1,2-Dinitrobenzene (1,2-DNB) |  | 1,2-Dinitrobenzene | 528290
| 528-29-0 | Water | Dinitrobenzene, 1,2- | 8321B | [10 empty] | 1,2-Dinitrobenzene | 1,2-Dinitrobenzene (1,2-DNB) |  | 1,2-Dinitrobenzene | 528290
| 528-29-0 | Soil | Dinitrobenzene, 1,2- | 8330A | [10 empty] | 1,2-Dinitrobenzene | 1,2-Dinitrobenzene (1,2-DNB) |  | 1,2-Dinitrobenzene | 528290
| 528-29-0 | Water | Dinitrobenzene, 1,2- | 8330A | [10 empty] | 1,2-Dinitrobenzene | 1,2-Dinitrobenzene (1,2-DNB) |  | 1,2-Dinitrobenzene | 528290
| 528-29-0 | Soil | Dinitrobenzene, 1,2- | 8330B | [10 empty] | 1,2-Dinitrobenzene | 1,2-Dinitrobenzene (1,2-DNB) |  | 1,2-Dinitrobenzene | 528290
| 528-29-0 | Water | Dinitrobenzene, 1,2- | 8330B | [10 empty] | 1,2-Dinitrobenzene | 1,2-Dinitrobenzene (1,2-DNB) |  | 1,2-Dinitrobenzene | 528290
| 99-65-0 | Water | Dinitrobenzene, 1,3- | 625.1 | [10 empty] | 1,3-Dinitrobenzene
| 99-65-0 | Soil | Dinitrobenzene, 1,3- | 8270D | [10 empty] | 1,3-Dinitrobenzene | 1,3-Dinitrobenzene (1,3-DNB) |  | 1,3-Dinitrobenzene | 99650
| 99-65-0 | Water | Dinitrobenzene, 1,3- | 8270D | [10 empty] | 1,3-Dinitrobenzene | 1,3-Dinitrobenzene (1,3-DNB) |  | 1,3-Dinitrobenzene | 99650
| 99-65-0 | Soil | Dinitrobenzene, 1,3- | 8270D-SIM | [10 empty] | 1,3-Dinitrobenzene | 1,3-Dinitrobenzene (1,3-DNB) |  | 1,3-Dinitrobenzene | 99650
| 99-65-0 | Water | Dinitrobenzene, 1,3- | 8270D-SIM | [10 empty] | 1,3-Dinitrobenzene | 1,3-Dinitrobenzene (1,3-DNB) |  | 1,3-Dinitrobenzene | 99650
| 99-65-0 | Soil | Dinitrobenzene, 1,3- | 8270E | [10 empty] | 1,3-Dinitrobenzene | 1,3-Dinitrobenzene (1,3-DNB) |  | 1,3-Dinitrobenzene | 99650
| 99-65-0 | Water | Dinitrobenzene, 1,3- | 8270E | [10 empty] | 1,3-Dinitrobenzene | 1,3-Dinitrobenzene (1,3-DNB) |  | 1,3-Dinitrobenzene | 99650
| 99-65-0 | Soil | Dinitrobenzene, 1,3- | 8270E-SIM | [10 empty] | 1,3-Dinitrobenzene | 1,3-Dinitrobenzene (1,3-DNB) |  | 1,3-Dinitrobenzene | 99650
| 99-65-0 | Water | Dinitrobenzene, 1,3- | 8270E-SIM | [10 empty] | 1,3-Dinitrobenzene | 1,3-Dinitrobenzene (1,3-DNB) |  | 1,3-Dinitrobenzene | 99650
| 99-65-0 | Soil | Dinitrobenzene, 1,3- | 8321A | [10 empty] | 1,3-Dinitrobenzene | 1,3-Dinitrobenzene (1,3-DNB) |  | 1,3-Dinitrobenzene | 99650
| 99-65-0 | Water | Dinitrobenzene, 1,3- | 8321A | [10 empty] | 1,3-Dinitrobenzene | 1,3-Dinitrobenzene (1,3-DNB) |  | 1,3-Dinitrobenzene | 99650
| 99-65-0 | Soil | Dinitrobenzene, 1,3- | 8321B | [10 empty] | 1,3-Dinitrobenzene | 1,3-Dinitrobenzene (1,3-DNB) |  | 1,3-Dinitrobenzene | 99650
| 99-65-0 | Water | Dinitrobenzene, 1,3- | 8321B | [10 empty] | 1,3-Dinitrobenzene | 1,3-Dinitrobenzene (1,3-DNB) |  | 1,3-Dinitrobenzene | 99650
| 99-65-0 | Soil | Dinitrobenzene, 1,3- | 8330A | [10 empty] | 1,3-Dinitrobenzene | 1,3-Dinitrobenzene (1,3-DNB) |  | 1,3-Dinitrobenzene | 99650
| 99-65-0 | Water | Dinitrobenzene, 1,3- | 8330A | [10 empty] | 1,3-Dinitrobenzene | 1,3-Dinitrobenzene (1,3-DNB) |  | 1,3-Dinitrobenzene | 99650
| 99-65-0 | Soil | Dinitrobenzene, 1,3- | 8330B | [10 empty] | 1,3-Dinitrobenzene | 1,3-Dinitrobenzene (1,3-DNB) |  | 1,3-Dinitrobenzene | 99650
| 99-65-0 | Water | Dinitrobenzene, 1,3- | 8330B | [10 empty] | 1,3-Dinitrobenzene | 1,3-Dinitrobenzene (1,3-DNB) |  | 1,3-Dinitrobenzene | 99650
| 100-25-4 | Soil | Dinitrobenzene, 1,4- | 8321A | [10 empty] | 1,4-Dinitrobenzene | 1,4-Dinitrobenzene (1,4-DNB) |  | 1,4-Dinitrobenzene | 100254
| 100-25-4 | Water | Dinitrobenzene, 1,4- | 8321A | [10 empty] | 1,4-Dinitrobenzene | 1,4-Dinitrobenzene (1,4-DNB) |  | 1,4-Dinitrobenzene | 100254
| 100-25-4 | Soil | Dinitrobenzene, 1,4- | 8321B | [10 empty] | 1,4-Dinitrobenzene | 1,4-Dinitrobenzene (1,4-DNB) |  | 1,4-Dinitrobenzene | 100254
| 100-25-4 | Water | Dinitrobenzene, 1,4- | 8321B | [10 empty] | 1,4-Dinitrobenzene | 1,4-Dinitrobenzene (1,4-DNB) |  | 1,4-Dinitrobenzene | 100254
| 100-25-4 | Soil | Dinitrobenzene, 1,4- | 8330A | [10 empty] | 1,4-Dinitrobenzene | 1,4-Dinitrobenzene (1,4-DNB) |  | 1,4-Dinitrobenzene | 100254
| 100-25-4 | Water | Dinitrobenzene, 1,4- | 8330A | [10 empty] | 1,4-Dinitrobenzene | 1,4-Dinitrobenzene (1,4-DNB) |  | 1,4-Dinitrobenzene | 100254
| 100-25-4 | Soil | Dinitrobenzene, 1,4- | 8330B | [10 empty] | 1,4-Dinitrobenzene | 1,4-Dinitrobenzene (1,4-DNB) |  | 1,4-Dinitrobenzene | 100254
| 100-25-4 | Water | Dinitrobenzene, 1,4- | 8330B | [10 empty] | 1,4-Dinitrobenzene | 1,4-Dinitrobenzene (1,4-DNB) |  | 1,4-Dinitrobenzene | 100254
| 51-28-5 | Soil | Dinitrophenol, 2,4- | 625.1 | [10 empty] | 2,4-Dinitrophenol | 2,4-Dinitrophenol |  | 2,4-Dinitrophenol | 51285
| 51-28-5 | Water | Dinitrophenol, 2,4- | 625.1 | [10 empty] | 2,4-Dinitrophenol | 2,4-Dinitrophenol |  | 2,4-Dinitrophenol | 51285
| 51-28-5 | Soil | Dinitrophenol, 2,4- | 625 | [10 empty] | 2,4-Dinitrophenol | 2,4-Dinitrophenol |  | 2,4-Dinitrophenol | 51285
| 51-28-5 | Water | Dinitrophenol, 2,4- | 625 | [10 empty] | 2,4-Dinitrophenol | 2,4-Dinitrophenol |  | 2,4-Dinitrophenol | 51285
| 51-28-5 | Soil | Dinitrophenol, 2,4- | 8270D | [10 empty] | 2,4-Dinitrophenol | 2,4-Dinitrophenol |  | 2,4-Dinitrophenol | 51285
| 51-28-5 | Water | Dinitrophenol, 2,4- | 8270D | [10 empty] | 2,4-Dinitrophenol | 2,4-Dinitrophenol |  | 2,4-Dinitrophenol | 51285
| 51-28-5 | Soil | Dinitrophenol, 2,4- | 8270D-SIM | [10 empty] | 2,4-Dinitrophenol | 2,4-Dinitrophenol |  | 2,4-Dinitrophenol | 51285
| 51-28-5 | Water | Dinitrophenol, 2,4- | 8270D-SIM | [10 empty] | 2,4-Dinitrophenol | 2,4-Dinitrophenol |  | 2,4-Dinitrophenol | 51285
| 51-28-5 | Soil | Dinitrophenol, 2,4- | 8270E | [10 empty] | 2,4-Dinitrophenol | 2,4-Dinitrophenol |  | 2,4-Dinitrophenol | 51285
| 51-28-5 | Water | Dinitrophenol, 2,4- | 8270E | [10 empty] | 2,4-Dinitrophenol | 2,4-Dinitrophenol |  | 2,4-Dinitrophenol | 51285
| 51-28-5 | Soil | Dinitrophenol, 2,4- | 8270E-SIM | [10 empty] | 2,4-Dinitrophenol | 2,4-Dinitrophenol |  | 2,4-Dinitrophenol | 51285
| 51-28-5 | Water | Dinitrophenol, 2,4- | 8270E-SIM | [10 empty] | 2,4-Dinitrophenol | 2,4-Dinitrophenol |  | 2,4-Dinitrophenol | 51285
| 121-14-2 | Soil | Dinitrotoluene, 2,4- (2,4-DNT) | 625.1 | [10 empty] | 2,4-Dinitrotoluene | 2,4-Dinitrotoluene (2,4-DNT) |  | 2,4-Dinitrotoluene (2,4-DNT) | 121142
| 121-14-2 | Water | Dinitrotoluene, 2,4- (2,4-DNT) | 625.1 | [10 empty] | 2,4-Dinitrotoluene | 2,4-Dinitrotoluene (2,4-DNT) |  | 2,4-Dinitrotoluene (2,4-DNT) | 121142
| 121-14-2 | Soil | Dinitrotoluene, 2,4- (2,4-DNT) | 625 | [10 empty] | 2,4-Dinitrotoluene | 2,4-Dinitrotoluene (2,4-DNT) |  | 2,4-Dinitrotoluene (2,4-DNT) | 121142
| 121-14-2 | Water | Dinitrotoluene, 2,4- (2,4-DNT) | 625 | [10 empty] | 2,4-Dinitrotoluene | 2,4-Dinitrotoluene (2,4-DNT) |  | 2,4-Dinitrotoluene (2,4-DNT) | 121142
| 121-14-2 | Soil | Dinitrotoluene, 2,4- (2,4-DNT) | 8270D | [10 empty] | 2,4-Dinitrotoluene | 2,4-Dinitrotoluene (2,4-DNT) |  | 2,4-Dinitrotoluene (2,4-DNT) | 121142
| 121-14-2 | Water | Dinitrotoluene, 2,4- (2,4-DNT) | 8270D | [10 empty] | 2,4-Dinitrotoluene | 2,4-Dinitrotoluene (2,4-DNT) |  | 2,4-Dinitrotoluene (2,4-DNT) | 121142
| 121-14-2 | Soil | Dinitrotoluene, 2,4- (2,4-DNT) | 8270D-SIM | [10 empty] | 2,4-Dinitrotoluene | 2,4-Dinitrotoluene (2,4-DNT) |  | 2,4-Dinitrotoluene (2,4-DNT) | 121142
| 121-14-2 | Water | Dinitrotoluene, 2,4- (2,4-DNT) | 8270D-SIM | [10 empty] | 2,4-Dinitrotoluene | 2,4-Dinitrotoluene (2,4-DNT) |  | 2,4-Dinitrotoluene (2,4-DNT) | 121142
| 121-14-2 | Soil | Dinitrotoluene, 2,4- (2,4-DNT) | 8270E | [10 empty] | 2,4-Dinitrotoluene | 2,4-Dinitrotoluene (2,4-DNT) |  | 2,4-Dinitrotoluene (2,4-DNT) | 121142
| 121-14-2 | Water | Dinitrotoluene, 2,4- (2,4-DNT) | 8270E | [10 empty] | 2,4-Dinitrotoluene | 2,4-Dinitrotoluene (2,4-DNT) |  | 2,4-Dinitrotoluene (2,4-DNT) | 121142
| 121-14-2 | Soil | Dinitrotoluene, 2,4- (2,4-DNT) | 8270E-SIM | [10 empty] | 2,4-Dinitrotoluene | 2,4-Dinitrotoluene (2,4-DNT) |  | 2,4-Dinitrotoluene (2,4-DNT) | 121142
| 121-14-2 | Water | Dinitrotoluene, 2,4- (2,4-DNT) | 8270E-SIM | [10 empty] | 2,4-Dinitrotoluene | 2,4-Dinitrotoluene (2,4-DNT) |  | 2,4-Dinitrotoluene (2,4-DNT) | 121142
| 121-14-2 | Soil | Dinitrotoluene, 2,4- (2,4-DNT) | 8321A | [10 empty] | 2,4-Dinitrotoluene | 2,4-Dinitrotoluene (2,4-DNT) |  | 2,4-Dinitrotoluene (2,4-DNT) | 121142
| 121-14-2 | Water | Dinitrotoluene, 2,4- (2,4-DNT) | 8321A | [10 empty] | 2,4-Dinitrotoluene | 2,4-Dinitrotoluene (2,4-DNT) |  | 2,4-Dinitrotoluene (2,4-DNT) | 121142
| 121-14-2 | Soil | Dinitrotoluene, 2,4- (2,4-DNT) | 8321B | [10 empty] | 2,4-Dinitrotoluene | 2,4-Dinitrotoluene (2,4-DNT) |  | 2,4-Dinitrotoluene (2,4-DNT) | 121142
| 121-14-2 | Water | Dinitrotoluene, 2,4- (2,4-DNT) | 8321B | [10 empty] | 2,4-Dinitrotoluene | 2,4-Dinitrotoluene (2,4-DNT) |  | 2,4-Dinitrotoluene (2,4-DNT) | 121142
| 121-14-2 | Soil | Dinitrotoluene, 2,4- (2,4-DNT) | 8330A | [10 empty] | 2,4-Dinitrotoluene | 2,4-Dinitrotoluene (2,4-DNT) |  | 2,4-Dinitrotoluene (2,4-DNT) | 121142
| 121-14-2 | Water | Dinitrotoluene, 2,4- (2,4-DNT) | 8330A | [10 empty] | 2,4-Dinitrotoluene | 2,4-Dinitrotoluene (2,4-DNT) |  | 2,4-Dinitrotoluene (2,4-DNT) | 121142
| 121-14-2 | Soil | Dinitrotoluene, 2,4- (2,4-DNT) | 8330B | [10 empty] | 2,4-Dinitrotoluene | 2,4-Dinitrotoluene (2,4-DNT) |  | 2,4-Dinitrotoluene (2,4-DNT) | 121142
| 121-14-2 | Water | Dinitrotoluene, 2,4- (2,4-DNT) | 8330B | [10 empty] | 2,4-Dinitrotoluene | 2,4-Dinitrotoluene (2,4-DNT) |  | 2,4-Dinitrotoluene (2,4-DNT) | 121142
| 606-20-2 | Soil | Dinitrotoluene, 2,6- (2,6-DNT) | 625.1 | [10 empty] | 2,6-Dinitrotoluene | 2,6-Dinitrotoluene (2,6-DNT) |  | 2,6-Dinitrotoluene (2,6-DNT) | 606202
| 606-20-2 | Soil | Dinitrotoluene, 2,6- (2,6-DNT) | 625.1 | [10 empty] | 2,6-Dinitrotoluene | 2,6-Dinitrotoluene (2,6-DNT) |  | 2,6-Dinitrotoluene (2,6-DNT) | 606202
| 606-20-2 | Water | Dinitrotoluene, 2,6- (2,6-DNT) | 625.1 | [10 empty] | 2,6-Dinitrotoluene | 2,6-Dinitrotoluene (2,6-DNT) |  | 2,6-Dinitrotoluene (2,6-DNT) | 606202
| 606-20-2 | Soil | Dinitrotoluene, 2,6- (2,6-DNT) | 625 | [10 empty] | 2,6-Dinitrotoluene | 2,6-Dinitrotoluene (2,6-DNT) |  | 2,6-Dinitrotoluene (2,6-DNT) | 606202
| 606-20-2 | Soil | Dinitrotoluene, 2,6- (2,6-DNT) | 625 | [10 empty] | 2,6-Dinitrotoluene | 2,6-Dinitrotoluene (2,6-DNT) |  | 2,6-Dinitrotoluene (2,6-DNT) | 606202
| 606-20-2 | Water | Dinitrotoluene, 2,6- (2,6-DNT) | 625 | [10 empty] | 2,6-Dinitrotoluene | 2,6-Dinitrotoluene (2,6-DNT) |  | 2,6-Dinitrotoluene (2,6-DNT) | 606202
| 606-20-2 | Soil | Dinitrotoluene, 2,6- (2,6-DNT) | 8270D | [10 empty] | 2,6-Dinitrotoluene | 2,6-Dinitrotoluene (2,6-DNT) |  | 2,6-Dinitrotoluene (2,6-DNT) | 606202
| 606-20-2 | Water | Dinitrotoluene, 2,6- (2,6-DNT) | 8270D | [10 empty] | 2,6-Dinitrotoluene | 2,6-Dinitrotoluene (2,6-DNT) |  | 2,6-Dinitrotoluene (2,6-DNT) | 606202
| 606-20-2 | Soil | Dinitrotoluene, 2,6- (2,6-DNT) | 8270D-SIM | [10 empty] | 2,6-Dinitrotoluene | 2,6-Dinitrotoluene (2,6-DNT) |  | 2,6-Dinitrotoluene (2,6-DNT) | 606202
| 606-20-2 | Water | Dinitrotoluene, 2,6- (2,6-DNT) | 8270D-SIM | [10 empty] | 2,6-Dinitrotoluene | 2,6-Dinitrotoluene (2,6-DNT) |  | 2,6-Dinitrotoluene (2,6-DNT) | 606202
| 606-20-2 | Soil | Dinitrotoluene, 2,6- (2,6-DNT) | 8270E | [10 empty] | 2,6-Dinitrotoluene | 2,6-Dinitrotoluene (2,6-DNT) |  | 2,6-Dinitrotoluene (2,6-DNT) | 606202
| 606-20-2 | Water | Dinitrotoluene, 2,6- (2,6-DNT) | 8270E | [10 empty] | 2,6-Dinitrotoluene | 2,6-Dinitrotoluene (2,6-DNT) |  | 2,6-Dinitrotoluene (2,6-DNT) | 606202
| 606-20-2 | Soil | Dinitrotoluene, 2,6- (2,6-DNT) | 8270E-SIM | [10 empty] | 2,6-Dinitrotoluene | 2,6-Dinitrotoluene (2,6-DNT) |  | 2,6-Dinitrotoluene (2,6-DNT) | 606202
| 606-20-2 | Water | Dinitrotoluene, 2,6- (2,6-DNT) | 8270E-SIM | [10 empty] | 2,6-Dinitrotoluene | 2,6-Dinitrotoluene (2,6-DNT) |  | 2,6-Dinitrotoluene (2,6-DNT) | 606202
| 606-20-2 | Soil | Dinitrotoluene, 2,6- (2,6-DNT) | 8321A | [10 empty] | 2,6-Dinitrotoluene | 2,6-Dinitrotoluene (2,6-DNT) |  | 2,6-Dinitrotoluene (2,6-DNT) | 606202
| 606-20-2 | Water | Dinitrotoluene, 2,6- (2,6-DNT) | 8321A | [10 empty] | 2,6-Dinitrotoluene | 2,6-Dinitrotoluene (2,6-DNT) |  | 2,6-Dinitrotoluene (2,6-DNT) | 606202
| 606-20-2 | Soil | Dinitrotoluene, 2,6- (2,6-DNT) | 8321B | [10 empty] | 2,6-Dinitrotoluene | 2,6-Dinitrotoluene (2,6-DNT) |  | 2,6-Dinitrotoluene (2,6-DNT) | 606202
| 606-20-2 | Water | Dinitrotoluene, 2,6- (2,6-DNT) | 8321B | [10 empty] | 2,6-Dinitrotoluene | 2,6-Dinitrotoluene (2,6-DNT) |  | 2,6-Dinitrotoluene (2,6-DNT) | 606202
| 606-20-2 | Soil | Dinitrotoluene, 2,6- (2,6-DNT) | 8330A | [10 empty] | 2,6-Dinitrotoluene | 2,6-Dinitrotoluene (2,6-DNT) |  | 2,6-Dinitrotoluene (2,6-DNT) | 606202
| 606-20-2 | Water | Dinitrotoluene, 2,6- (2,6-DNT) | 8330A | [10 empty] | 2,6-Dinitrotoluene | 2,6-Dinitrotoluene (2,6-DNT) |  | 2,6-Dinitrotoluene (2,6-DNT) | 606202
| 606-20-2 | Soil | Dinitrotoluene, 2,6- (2,6-DNT) | 8330B | [10 empty] | 2,6-Dinitrotoluene | 2,6-Dinitrotoluene (2,6-DNT) |  | 2,6-Dinitrotoluene (2,6-DNT) | 606202
| 606-20-2 | Water | Dinitrotoluene, 2,6- (2,6-DNT) | 8330B | [10 empty] | 2,6-Dinitrotoluene | 2,6-Dinitrotoluene (2,6-DNT) |  | 2,6-Dinitrotoluene (2,6-DNT) | 606202
| 35572-78-2 | Soil | Dinitrotoluene, 2-Amino-4,6- | 8321A | [10 empty] | 2-Amino-4,6-Dinitrotoluene | 2-Amino-4,6-dinitrotoluene (2-am-dnt) |  |  | 35572782
| 35572-78-2 | Water | Dinitrotoluene, 2-Amino-4,6- | 8321A | [10 empty] | 2-Amino-4,6-Dinitrotoluene | 2-Amino-4,6-dinitrotoluene (2-am-dnt) |  |  | 35572782
| 35572-78-2 | Soil | Dinitrotoluene, 2-Amino-4,6- | 8321B | [10 empty] | 2-Amino-4,6-Dinitrotoluene | 2-Amino-4,6-dinitrotoluene (2-am-dnt) |  |  | 35572782
| 35572-78-2 | Water | Dinitrotoluene, 2-Amino-4,6- | 8321B | [10 empty] | 2-Amino-4,6-Dinitrotoluene | 2-Amino-4,6-dinitrotoluene (2-am-dnt) |  |  | 35572782
| 35572-78-2 | Soil | Dinitrotoluene, 2-Amino-4,6- | 8330A | [10 empty] | 2-Amino-4,6-Dinitrotoluene | 2-Amino-4,6-dinitrotoluene (2-am-dnt) |  |  | 35572782
| 35572-78-2 | Water | Dinitrotoluene, 2-Amino-4,6- | 8330A | [10 empty] | 2-Amino-4,6-Dinitrotoluene | 2-Amino-4,6-dinitrotoluene (2-am-dnt) |  |  | 35572782
| 35572-78-2 | Soil | Dinitrotoluene, 2-Amino-4,6- | 8330B | [10 empty] | 2-Amino-4,6-Dinitrotoluene | 2-Amino-4,6-dinitrotoluene (2-am-dnt) |  |  | 35572782
| 35572-78-2 | Water | Dinitrotoluene, 2-Amino-4,6- | 8330B | [10 empty] | 2-Amino-4,6-Dinitrotoluene | 2-Amino-4,6-dinitrotoluene (2-am-dnt) |  |  | 35572782
| 19406-51-0 | Soil | Dinitrotoluene, 4-Amino-2,6- | 8321A | [10 empty] | 4-Amino-2,6-Dinitrotoluene | 4-Amino-2,6-dinitrotoluene (4-am-dnt) |  |  | 19406510
| 19406-51-0 | Water | Dinitrotoluene, 4-Amino-2,6- | 8321A | [10 empty] | 4-Amino-2,6-Dinitrotoluene | 4-Amino-2,6-dinitrotoluene (4-am-dnt) |  |  | 19406510
| 19406-51-0 | Soil | Dinitrotoluene, 4-Amino-2,6- | 8321B | [10 empty] | 4-Amino-2,6-Dinitrotoluene | 4-Amino-2,6-dinitrotoluene (4-am-dnt) |  |  | 19406510
| 19406-51-0 | Water | Dinitrotoluene, 4-Amino-2,6- | 8321B | [10 empty] | 4-Amino-2,6-Dinitrotoluene | 4-Amino-2,6-dinitrotoluene (4-am-dnt) |  |  | 19406510
| 19406-51-0 | Soil | Dinitrotoluene, 4-Amino-2,6- | 8330A | [10 empty] | 4-Amino-2,6-Dinitrotoluene | 4-Amino-2,6-dinitrotoluene (4-am-dnt) |  |  | 19406510
| 19406-51-0 | Water | Dinitrotoluene, 4-Amino-2,6- | 8330A | [10 empty] | 4-Amino-2,6-Dinitrotoluene | 4-Amino-2,6-dinitrotoluene (4-am-dnt) |  |  | 19406510
| 19406-51-0 | Soil | Dinitrotoluene, 4-Amino-2,6- | 8330B | [10 empty] | 4-Amino-2,6-Dinitrotoluene | 4-Amino-2,6-dinitrotoluene (4-am-dnt) |  |  | 19406510
| 19406-51-0 | Water | Dinitrotoluene, 4-Amino-2,6- | 8330B | [10 empty] | 4-Amino-2,6-Dinitrotoluene | 4-Amino-2,6-dinitrotoluene (4-am-dnt) |  |  | 19406510
| 123-91-1 | Water | Dioxane, 1,4- | 624.1 | [10 empty] | 1,4-Dioxane
| 123-91-1 | Soil | Dioxane, 1,4- | 8260C | [10 empty] | 1,4-Dioxane | p-Dioxane (1,4-Dioxane) |  | 1,4-Dioxane (1,4- Diethyleneoxide) | 123911
| 123-91-1 | Water | Dioxane, 1,4- | 8260C | [10 empty] | 1,4-Dioxane | p-Dioxane (1,4-Dioxane) |  | 1,4-Dioxane (1,4- Diethyleneoxide) | 123911
| 123-91-1 | Soil | Dioxane, 1,4- | 8260C-SIM | [10 empty] | 1,4-Dioxane | p-Dioxane (1,4-Dioxane) |  | 1,4-Dioxane (1,4- Diethyleneoxide) | 123911
| 123-91-1 | Water | Dioxane, 1,4- | 8260C-SIM | [10 empty] | 1,4-Dioxane | p-Dioxane (1,4-Dioxane) |  | 1,4-Dioxane (1,4- Diethyleneoxide) | 123911
| 123-91-1 | Soil | Dioxane, 1,4- | 8260D | [10 empty] | 1,4-Dioxane | p-Dioxane (1,4-Dioxane) |  | 1,4-Dioxane (1,4- Diethyleneoxide) | 123911
| 123-91-1 | Water | Dioxane, 1,4- | 8260D | [10 empty] | 1,4-Dioxane | p-Dioxane (1,4-Dioxane) |  | 1,4-Dioxane (1,4- Diethyleneoxide) | 123911
| 123-91-1 | Soil | Dioxane, 1,4- | 8260D-SIM | [10 empty] | 1,4-Dioxane | p-Dioxane (1,4-Dioxane) |  | 1,4-Dioxane (1,4- Diethyleneoxide) | 123911
| 123-91-1 | Water | Dioxane, 1,4- | 8260D-SIM | [10 empty] | 1,4-Dioxane | p-Dioxane (1,4-Dioxane) |  | 1,4-Dioxane (1,4- Diethyleneoxide) | 123911
| 123-91-1 | Soil | Dioxane, 1,4- | 8270D | [10 empty] | 1,4-Dioxane | p-Dioxane (1,4-Dioxane) |  | 1,4-Dioxane (1,4- Diethyleneoxide) | 123911
| 123-91-1 | Water | Dioxane, 1,4- | 8270D | [10 empty] | 1,4-Dioxane | p-Dioxane (1,4-Dioxane) |  | 1,4-Dioxane (1,4- Diethyleneoxide) | 123911
| 123-91-1 | Soil | Dioxane, 1,4- | 8270D-SIM | [10 empty] | 1,4-Dioxane | p-Dioxane (1,4-Dioxane) |  | 1,4-Dioxane (1,4- Diethyleneoxide) | 123911
| 123-91-1 | Water | Dioxane, 1,4- | 8270D-SIM | [10 empty] | 1,4-Dioxane | p-Dioxane (1,4-Dioxane) |  | 1,4-Dioxane (1,4- Diethyleneoxide) | 123911
| 123-91-1 | Soil | Dioxane, 1,4- | 8270E | [10 empty] | 1,4-Dioxane | p-Dioxane (1,4-Dioxane) |  | 1,4-Dioxane (1,4- Diethyleneoxide) | 123911
| 123-91-1 | Water | Dioxane, 1,4- | 8270E | [10 empty] | 1,4-Dioxane | p-Dioxane (1,4-Dioxane) |  | 1,4-Dioxane (1,4- Diethyleneoxide) | 123911
| 123-91-1 | Soil | Dioxane, 1,4- | 8270E-SIM | [10 empty] | 1,4-Dioxane | p-Dioxane (1,4-Dioxane) |  | 1,4-Dioxane (1,4- Diethyleneoxide) | 123911
| 123-91-1 | Water | Dioxane, 1,4- | 8270E-SIM | [10 empty] | 1,4-Dioxane | p-Dioxane (1,4-Dioxane) |  | 1,4-Dioxane (1,4- Diethyleneoxide) | 123911
| 123-91-1 | Air | Dioxane, 1,4- | TO-15 | [10 empty] | 1,4-Dioxane | p-Dioxane (1,4-Dioxane) |  | 1,4-Dioxane (1,4- Diethyleneoxide) | 123911
| 123-91-1 | Air | Dioxane, 1,4- | TO-15 SIM | [10 empty] | 1,4-Dioxane | p-Dioxane (1,4-Dioxane) |  | 1,4-Dioxane (1,4- Diethyleneoxide) | 123911
| N/A | Air | Dioxins, Total | TO-9A | [10 empty] | Total Dioxins |  |  |  | N/A
| 122-39-4 | Water | Diphenylamine | 625.1 | [10 empty] | Diphenylamine
| 122-39-4 | Soil | Diphenylamine | 8270D | [10 empty] | Diphenylamine | Diphenylamine |  |  | 122394
| 122-39-4 | Water | Diphenylamine | 8270D | [10 empty] | Diphenylamine | Diphenylamine |  |  | 122394
| 122-39-4 | Soil | Diphenylamine | 8270D-SIM | [10 empty] | Diphenylamine | Diphenylamine |  |  | 122394
| 122-39-4 | Water | Diphenylamine | 8270D-SIM | [10 empty] | Diphenylamine | Diphenylamine |  |  | 122394
| 122-39-4 | Soil | Diphenylamine | 8270E | [10 empty] | Diphenylamine | Diphenylamine |  |  | 122394
| 122-39-4 | Water | Diphenylamine | 8270E | [10 empty] | Diphenylamine | Diphenylamine |  |  | 122394
| 122-39-4 | Soil | Diphenylamine | 8270E-SIM | [10 empty] | Diphenylamine | Diphenylamine |  |  | 122394
| 122-39-4 | Water | Diphenylamine | 8270E-SIM | [10 empty] | Diphenylamine | Diphenylamine |  |  | 122394
| 115-29-7 | Soil | Endosulfan (Endosulfan I + Endosulfan II) | 608.3 | [10 empty] | Endosulfan (Endosulfan I + Endosulfan II) |  |  |  | 115297
| 115-29-7 | Water | Endosulfan (Endosulfan I + Endosulfan II) | 608.3 | [10 empty] | Endosulfan (Endosulfan I + Endosulfan II) |  |  |  | 115297
| 115-29-7 | Soil | Endosulfan (Endosulfan I + Endosulfan II) | 608 | [10 empty] | Endosulfan (Endosulfan I + Endosulfan II) |  |  |  | 115297
| 115-29-7 | Water | Endosulfan (Endosulfan I + Endosulfan II) | 608 | [10 empty] | Endosulfan (Endosulfan I + Endosulfan II) |  |  |  | 115297
| 115-29-7 | Soil | Endosulfan (Endosulfan I + Endosulfan II) | 8081A | [10 empty] | Endosulfan (Endosulfan I + Endosulfan II) |  |  |  | 115297
| 115-29-7 | Water | Endosulfan (Endosulfan I + Endosulfan II) | 8081A | [10 empty] | Endosulfan (Endosulfan I + Endosulfan II) |  |  |  | 115297
| 115-29-7 | Soil | Endosulfan (Endosulfan I + Endosulfan II) | 8081B | [10 empty] | Endosulfan (Endosulfan I + Endosulfan II) |  |  |  | 115297
| 115-29-7 | Water | Endosulfan (Endosulfan I + Endosulfan II) | 8081B | [10 empty] | Endosulfan (Endosulfan I + Endosulfan II) |  |  |  | 115297
| 115-29-7 | Soil | Endosulfan (Endosulfan I + Endosulfan II) | 8270D | [10 empty] | Endosulfan (Endosulfan I + Endosulfan II) |  |  |  | 115297
| 115-29-7 | Water | Endosulfan (Endosulfan I + Endosulfan II) | 8270D | [10 empty] | Endosulfan (Endosulfan I + Endosulfan II) |  |  |  | 115297
| 115-29-7 | Soil | Endosulfan (Endosulfan I + Endosulfan II) | 8270D-SIM | [10 empty] | Endosulfan (Endosulfan I + Endosulfan II) |  |  |  | 115297
| 115-29-7 | Water | Endosulfan (Endosulfan I + Endosulfan II) | 8270D-SIM | [10 empty] | Endosulfan (Endosulfan I + Endosulfan II) |  |  |  | 115297
| 959-98-8 | Soil | Endosulfan I | 608.3 | [10 empty] | Endosulfan I | Endosulfan I |  | Endosulfan I | 959988
| 959-98-8 | Water | Endosulfan I | 608.3 | [10 empty] | Endosulfan I | Endosulfan I |  | Endosulfan I | 959988
| 959-98-8 | Soil | Endosulfan I | 8081 | [10 empty] | Endosulfan I | Endosulfan I |  | Endosulfan I | 959988
| 959-98-8 | Water | Endosulfan I | 8081 | [10 empty] | Endosulfan I | Endosulfan I |  | Endosulfan I | 959988
| 959-98-8 | Soil | Endosulfan I | 608 | [10 empty] | Endosulfan I | Endosulfan I |  | Endosulfan I | 959988
| 959-98-8 | Water | Endosulfan I | 608 | [10 empty] | Endosulfan I | Endosulfan I |  | Endosulfan I | 959988
| 959-98-8 | Soil | Endosulfan I | 8081A | [10 empty] | Endosulfan I | Endosulfan I |  | Endosulfan I | 959988
| 959-98-8 | Water | Endosulfan I | 8081A | [10 empty] | Endosulfan I | Endosulfan I |  | Endosulfan I | 959988
| 959-98-8 | Soil | Endosulfan I | 8081B | [10 empty] | Endosulfan I | Endosulfan I |  | Endosulfan I | 959988
| 959-98-8 | Water | Endosulfan I | 8081B | [10 empty] | Endosulfan I | Endosulfan I |  | Endosulfan I | 959988
| 959-98-8 | Soil | Endosulfan I | 8270D | [10 empty] | Endosulfan I | Endosulfan I |  | Endosulfan I | 959988
| 959-98-8 | Water | Endosulfan I | 8270D | [10 empty] | Endosulfan I | Endosulfan I |  | Endosulfan I | 959988
| 959-98-8 | Soil | Endosulfan I | 8270D-SIM | [10 empty] | Endosulfan I | Endosulfan I |  | Endosulfan I | 959988
| 959-98-8 | Water | Endosulfan I | 8270D-SIM | [10 empty] | Endosulfan I | Endosulfan I |  | Endosulfan I | 959988
| 33213-65-9 | Soil | Endosulfan II | 608.3 | [10 empty] | Endosulfan II | Endosulfan II |  | Endosulfan II | 33213659
| 33213-65-9 | Water | Endosulfan II | 608.3 | [10 empty] | Endosulfan II | Endosulfan II |  | Endosulfan II | 33213659
| 33213-65-9 | Soil | Endosulfan II | 8081 | [10 empty] | Endosulfan II | Endosulfan II |  | Endosulfan II | 33213659
| 33213-65-9 | Water | Endosulfan II | 8081 | [10 empty] | Endosulfan II | Endosulfan II |  | Endosulfan II | 33213659
| 33213-65-9 | Soil | Endosulfan II | 608 | [10 empty] | Endosulfan II | Endosulfan II |  | Endosulfan II | 33213659
| 33213-65-9 | Water | Endosulfan II | 608 | [10 empty] | Endosulfan II | Endosulfan II |  | Endosulfan II | 33213659
| 33213-65-9 | Soil | Endosulfan II | 8081A | [10 empty] | Endosulfan II | Endosulfan II |  | Endosulfan II | 33213659
| 33213-65-9 | Water | Endosulfan II | 8081A | [10 empty] | Endosulfan II | Endosulfan II |  | Endosulfan II | 33213659
| 33213-65-9 | Soil | Endosulfan II | 8081B | [10 empty] | Endosulfan II | Endosulfan II |  | Endosulfan II | 33213659
| 33213-65-9 | Water | Endosulfan II | 8081B | [10 empty] | Endosulfan II | Endosulfan II |  | Endosulfan II | 33213659
| 33213-65-9 | Soil | Endosulfan II | 8270D | [10 empty] | Endosulfan II | Endosulfan II |  | Endosulfan II | 33213659
| 33213-65-9 | Water | Endosulfan II | 8270D | [10 empty] | Endosulfan II | Endosulfan II |  | Endosulfan II | 33213659
| 33213-65-9 | Soil | Endosulfan II | 8270D-SIM | [10 empty] | Endosulfan II | Endosulfan II |  | Endosulfan II | 33213659
| 33213-65-9 | Water | Endosulfan II | 8270D-SIM | [10 empty] | Endosulfan II | Endosulfan II |  | Endosulfan II | 33213659
| 1031-07-8 | Soil | Endosulfan sulfate | 608.3 | [10 empty] | Endosulfan sulfate | Endosulfan sulfate |  | Endosulfan sulfate | 1031078
| 1031-07-8 | Water | Endosulfan sulfate | 608.3 | [10 empty] | Endosulfan sulfate | Endosulfan sulfate |  | Endosulfan sulfate | 1031078
| 1031-07-8 | Soil | Endosulfan sulfate | 8081 | [10 empty] | Endosulfan sulfate | Endosulfan sulfate |  | Endosulfan sulfate | 1031078
| 1031-07-8 | Water | Endosulfan sulfate | 8081 | [10 empty] | Endosulfan sulfate | Endosulfan sulfate |  | Endosulfan sulfate | 1031078
| 1031-07-8 | Soil | Endosulfan sulfate | 608 | [10 empty] | Endosulfan sulfate | Endosulfan sulfate |  | Endosulfan sulfate | 1031078
| 1031-07-8 | Water | Endosulfan sulfate | 608 | [10 empty] | Endosulfan sulfate | Endosulfan sulfate |  | Endosulfan sulfate | 1031078
| 1031-07-8 | Soil | Endosulfan sulfate | 8081A | [10 empty] | Endosulfan sulfate | Endosulfan sulfate |  | Endosulfan sulfate | 1031078
| 1031-07-8 | Water | Endosulfan sulfate | 8081A | [10 empty] | Endosulfan sulfate | Endosulfan sulfate |  | Endosulfan sulfate | 1031078
| 1031-07-8 | Soil | Endosulfan sulfate | 8081B | [10 empty] | Endosulfan sulfate | Endosulfan sulfate |  | Endosulfan sulfate | 1031078
| 1031-07-8 | Water | Endosulfan sulfate | 8081B | [10 empty] | Endosulfan sulfate | Endosulfan sulfate |  | Endosulfan sulfate | 1031078
| 1031-07-8 | Soil | Endosulfan sulfate | 8270D | [10 empty] | Endosulfan sulfate | Endosulfan sulfate |  | Endosulfan sulfate | 1031078
| 1031-07-8 | Water | Endosulfan sulfate | 8270D | [10 empty] | Endosulfan sulfate | Endosulfan sulfate |  | Endosulfan sulfate | 1031078
| 1031-07-8 | Soil | Endosulfan sulfate | 8270D-SIM | [10 empty] | Endosulfan sulfate | Endosulfan sulfate |  | Endosulfan sulfate | 1031078
| 1031-07-8 | Water | Endosulfan sulfate | 8270D-SIM | [10 empty] | Endosulfan sulfate | Endosulfan sulfate |  | Endosulfan sulfate | 1031078
| 72-20-8 | Soil | Endrin | 608.3 | [10 empty] | Endrin | Endrin |  | Endrin | 72208
| 72-20-8 | Water | Endrin | 608.3 | [10 empty] | Endrin | Endrin |  | Endrin | 72208
| 72-20-8 | Soil | Endrin | 608 | [10 empty] | Endrin | Endrin |  | Endrin | 72208
| 72-20-8 | Water | Endrin | 608 | [10 empty] | Endrin | Endrin |  | Endrin | 72208
| 72-20-8 | Soil | Endrin | 8081A | [10 empty] | Endrin | Endrin |  | Endrin | 72208
| 72-20-8 | Water | Endrin | 8081A | [10 empty] | Endrin | Endrin |  | Endrin | 72208
| 72-20-8 | Soil | Endrin | 8081B | [10 empty] | Endrin | Endrin |  | Endrin | 72208
| 72-20-8 | Water | Endrin | 8081B | [10 empty] | Endrin | Endrin |  | Endrin | 72208
| 72-20-8 | Soil | Endrin | 8270D | [10 empty] | Endrin | Endrin |  | Endrin | 72208
| 72-20-8 | Water | Endrin | 8270D | [10 empty] | Endrin | Endrin |  | Endrin | 72208
| 72-20-8 | Soil | Endrin | 8270D-SIM | [10 empty] | Endrin | Endrin |  | Endrin | 72208
| 72-20-8 | Water | Endrin | 8270D-SIM | [10 empty] | Endrin | Endrin |  | Endrin | 72208
| 75-00-3 | Water | Ethyl Chloride | 524.2 | [10 empty] | Ethyl Chloride
| 75-00-3 | Soil | Ethyl Chloride | 624 | [10 empty] | Ethyl Chloride | Chloroethane |  | Chloroethane (Ethyl chloride) | 75003
| 75-00-3 | Water | Ethyl Chloride | 624 | [10 empty] | Ethyl Chloride | Chloroethane |  | Chloroethane (Ethyl chloride) | 75003
| 75-00-3 | Soil | Ethyl Chloride | 624.1 | [10 empty] | Ethyl Chloride | Chloroethane |  | Chloroethane (Ethyl chloride) | 75003
| 75-00-3 | Water | Ethyl Chloride | 624.1 | [10 empty] | Ethyl Chloride | Chloroethane |  | Chloroethane (Ethyl chloride) | 75003
| 75-00-3 | Soil | Ethyl Chloride | 8260C | [10 empty] | Ethyl Chloride | Chloroethane |  | Chloroethane (Ethyl chloride) | 75003
| 75-00-3 | Water | Ethyl Chloride | 8260C | [10 empty] | Ethyl Chloride | Chloroethane |  | Chloroethane (Ethyl chloride) | 75003
| 75-00-3 | Soil | Ethyl Chloride | 8260D | [10 empty] | Ethyl Chloride | Chloroethane |  | Chloroethane (Ethyl chloride) | 75003
| 75-00-3 | Water | Ethyl Chloride | 8260D | [10 empty] | Ethyl Chloride | Chloroethane |  | Chloroethane (Ethyl chloride) | 75003
| 75-00-3 | Air | Ethyl Chloride | TO-14A | [10 empty] | Ethyl Chloride | Chloroethane |  | Chloroethane (Ethyl chloride) | 75003
| 75-00-3 | Air | Ethyl Chloride | TO-15 | [10 empty] | Ethyl Chloride | Chloroethane |  | Chloroethane (Ethyl chloride) | 75003
| 75-00-3 | Air | Ethyl Chloride | TO-15 SIM | [10 empty] | Ethyl Chloride | Chloroethane |  | Chloroethane (Ethyl chloride) | 75003
| 75-00-3 | Air | Ethyl Chloride | TO-17 | [10 empty] | Ethyl Chloride | Chloroethane |  | Chloroethane (Ethyl chloride) | 75003
| 100-41-4 | Soil | Ethylbenzene | 524.2 | [10 empty] | Ethylbenzene | Ethylbenzene |  | Ethylbenzene | 100414
| 100-41-4 | Water | Ethylbenzene | 524.2 | [10 empty] | Ethylbenzene | Ethylbenzene |  | Ethylbenzene | 100414
| 100-41-4 | Water | Ethylbenzene | 602 | [10 empty] | Ethylbenzene
| 100-41-4 | Soil | Ethylbenzene | 624 | [10 empty] | Ethylbenzene | Ethylbenzene |  | Ethylbenzene | 100414
| 100-41-4 | Water | Ethylbenzene | 624 | [10 empty] | Ethylbenzene | Ethylbenzene |  | Ethylbenzene | 100414
| 100-41-4 | Soil | Ethylbenzene | 624.1 | [10 empty] | Ethylbenzene | Ethylbenzene |  | Ethylbenzene | 100414
| 100-41-4 | Water | Ethylbenzene | 624.1 | [10 empty] | Ethylbenzene | Ethylbenzene |  | Ethylbenzene | 100414
| 100-41-4 | Soil | Ethylbenzene | 8021B | [10 empty] | Ethylbenzene | Ethylbenzene |  | Ethylbenzene | 100414
| 100-41-4 | Water | Ethylbenzene | 8021B | [10 empty] | Ethylbenzene | Ethylbenzene |  | Ethylbenzene | 100414
| 100-41-4 | Soil | Ethylbenzene | 8260C | [10 empty] | Ethylbenzene | Ethylbenzene |  | Ethylbenzene | 100414
| 100-41-4 | Water | Ethylbenzene | 8260C | [10 empty] | Ethylbenzene | Ethylbenzene |  | Ethylbenzene | 100414
| 100-41-4 | Soil | Ethylbenzene | 8260C-SIM | [10 empty] | Ethylbenzene | Ethylbenzene |  | Ethylbenzene | 100414
| 100-41-4 | Water | Ethylbenzene | 8260C-SIM | [10 empty] | Ethylbenzene | Ethylbenzene |  | Ethylbenzene | 100414
| 100-41-4 | Soil | Ethylbenzene | 8260D | [10 empty] | Ethylbenzene | Ethylbenzene |  | Ethylbenzene | 100414
| 100-41-4 | Water | Ethylbenzene | 8260D | [10 empty] | Ethylbenzene | Ethylbenzene |  | Ethylbenzene | 100414
| 100-41-4 | Soil | Ethylbenzene | 8260D-SIM | [10 empty] | Ethylbenzene | Ethylbenzene |  | Ethylbenzene | 100414
| 100-41-4 | Water | Ethylbenzene | 8260D-SIM | [10 empty] | Ethylbenzene | Ethylbenzene |  | Ethylbenzene | 100414
| 100-41-4 | Air | Ethylbenzene | TO-14A | [10 empty] | Ethylbenzene | Ethylbenzene |  | Ethylbenzene | 100414
| 100-41-4 | Air | Ethylbenzene | TO-15 | [10 empty] | Ethylbenzene | Ethylbenzene |  | Ethylbenzene | 100414
| 100-41-4 | Air | Ethylbenzene | TO-15 SIM | [10 empty] | Ethylbenzene | Ethylbenzene |  | Ethylbenzene | 100414
| 100-41-4 | Air | Ethylbenzene | TO-17 | [10 empty] | Ethylbenzene | Ethylbenzene |  | Ethylbenzene | 100414
| 100-41-4 | Air | Ethylbenzene | TO-3 | [10 empty] | Ethylbenzene | Ethylbenzene |  | Ethylbenzene | 100414
| 107-21-1 | Soil | Ethylene Glycol | 8015B | [10 empty] | Ethylene Glycol |  |  |  | 107211
| 107-21-1 | Water | Ethylene Glycol | 8015B | [10 empty] | Ethylene Glycol |  |  |  | 107211
| 107-21-1 | Soil | Ethylene Glycol | 8015C | [10 empty] | Ethylene Glycol |  |  |  | 107211
| 107-21-1 | Water | Ethylene Glycol | 8015C | [10 empty] | Ethylene Glycol |  |  |  | 107211
| 206-44-0 | Soil | Fluoranthene | 610 | [10 empty] | Fluoranthene | Fluoranthene | 6265 Fluoranthene | Fluoranthene | 206440
| 206-44-0 | Water | Fluoranthene | 610 | [10 empty] | Fluoranthene | Fluoranthene | 6265 Fluoranthene | Fluoranthene | 206440
| 206-44-0 | Soil | Fluoranthene | 625.1 | [10 empty] | Fluoranthene | Fluoranthene | 6265 Fluoranthene | Fluoranthene | 206440
| 206-44-0 | Water | Fluoranthene | 625.1 | [10 empty] | Fluoranthene | Fluoranthene | 6265 Fluoranthene | Fluoranthene | 206440
| 206-44-0 | Soil | Fluoranthene | 8310 | [10 empty] | Fluoranthene | Fluoranthene | 6265 Fluoranthene | Fluoranthene | 206440
| 206-44-0 | Water | Fluoranthene | 8310 | [10 empty] | Fluoranthene | Fluoranthene | 6265 Fluoranthene | Fluoranthene | 206440
| 206-44-0 | Soil | Fluoranthene | 625 | [10 empty] | Fluoranthene | Fluoranthene | 6265 Fluoranthene | Fluoranthene | 206440
| 206-44-0 | Water | Fluoranthene | 625 | [10 empty] | Fluoranthene | Fluoranthene | 6265 Fluoranthene | Fluoranthene | 206440
| 206-44-0 | Soil | Fluoranthene | 8270D | [10 empty] | Fluoranthene | Fluoranthene | 6265 Fluoranthene | Fluoranthene | 206440
| 206-44-0 | Water | Fluoranthene | 8270D | [10 empty] | Fluoranthene | Fluoranthene | 6265 Fluoranthene | Fluoranthene | 206440
| 206-44-0 | Soil | Fluoranthene | 8270D-SIM | [10 empty] | Fluoranthene | Fluoranthene | 6265 Fluoranthene | Fluoranthene | 206440
| 206-44-0 | Water | Fluoranthene | 8270D-SIM | [10 empty] | Fluoranthene | Fluoranthene | 6265 Fluoranthene | Fluoranthene | 206440
| 206-44-0 | Soil | Fluoranthene | 8270E | [10 empty] | Fluoranthene | Fluoranthene | 6265 Fluoranthene | Fluoranthene | 206440
| 206-44-0 | Water | Fluoranthene | 8270E | [10 empty] | Fluoranthene | Fluoranthene | 6265 Fluoranthene | Fluoranthene | 206440
| 206-44-0 | Soil | Fluoranthene | 8270E-SIM | [10 empty] | Fluoranthene | Fluoranthene | 6265 Fluoranthene | Fluoranthene | 206440
| 206-44-0 | Water | Fluoranthene | 8270E-SIM | [10 empty] | Fluoranthene | Fluoranthene | 6265 Fluoranthene | Fluoranthene | 206440
| 206-44-0 | Air | Fluoranthene | TO-13A | [10 empty] | Fluoranthene | Fluoranthene | 6265 Fluoranthene | Fluoranthene | 206440
| 206-44-0 | Air | Fluoranthene | TO-13A SIM | [10 empty] | Fluoranthene | Fluoranthene | 6265 Fluoranthene | Fluoranthene | 206440
| 86-73-7 | Soil | Fluorene | 610 | [10 empty] | Fluorene | Fluorene | 6270 Fluorene | Fluorene | 86737
| 86-73-7 | Water | Fluorene | 610 | [10 empty] | Fluorene | Fluorene | 6270 Fluorene | Fluorene | 86737
| 86-73-7 | Soil | Fluorene | 625.1 | [10 empty] | Fluorene | Fluorene | 6270 Fluorene | Fluorene | 86737
| 86-73-7 | Water | Fluorene | 625.1 | [10 empty] | Fluorene | Fluorene | 6270 Fluorene | Fluorene | 86737
| 86-73-7 | Soil | Fluorene | 8310 | [10 empty] | Fluorene | Fluorene | 6270 Fluorene | Fluorene | 86737
| 86-73-7 | Water | Fluorene | 8310 | [10 empty] | Fluorene | Fluorene | 6270 Fluorene | Fluorene | 86737
| 86-73-7 | Soil | Fluorene | 625 | [10 empty] | Fluorene | Fluorene | 6270 Fluorene | Fluorene | 86737
| 86-73-7 | Water | Fluorene | 625 | [10 empty] | Fluorene | Fluorene | 6270 Fluorene | Fluorene | 86737
| 86-73-7 | Soil | Fluorene | 8270D | [10 empty] | Fluorene | Fluorene | 6270 Fluorene | Fluorene | 86737
| 86-73-7 | Water | Fluorene | 8270D | [10 empty] | Fluorene | Fluorene | 6270 Fluorene | Fluorene | 86737
| 86-73-7 | Soil | Fluorene | 8270D-SIM | [10 empty] | Fluorene | Fluorene | 6270 Fluorene | Fluorene | 86737
| 86-73-7 | Water | Fluorene | 8270D-SIM | [10 empty] | Fluorene | Fluorene | 6270 Fluorene | Fluorene | 86737
| 86-73-7 | Soil | Fluorene | 8270E | [10 empty] | Fluorene | Fluorene | 6270 Fluorene | Fluorene | 86737
| 86-73-7 | Water | Fluorene | 8270E | [10 empty] | Fluorene | Fluorene | 6270 Fluorene | Fluorene | 86737
| 86-73-7 | Soil | Fluorene | 8270E-SIM | [10 empty] | Fluorene | Fluorene | 6270 Fluorene | Fluorene | 86737
| 86-73-7 | Water | Fluorene | 8270E-SIM | [10 empty] | Fluorene | Fluorene | 6270 Fluorene | Fluorene | 86737
| 86-73-7 | Air | Fluorene | TO-13A | [10 empty] | Fluorene | Fluorene | 6270 Fluorene | Fluorene | 86737
| 86-73-7 | Air | Fluorene | TO-13A SIM | [10 empty] | Fluorene | Fluorene | 6270 Fluorene | Fluorene | 86737
| 50-00-0 | Soil | Formaldehyde | 8315 | [10 empty] | Formaldehyde | Formaldehyde |  |  | 50000
| 50-00-0 | Water | Formaldehyde | 8315 | [10 empty] | Formaldehyde | Formaldehyde |  |  | 50000
| 50-00-0 | Soil | Formaldehyde | 8315A | [10 empty] | Formaldehyde | Formaldehyde |  |  | 50000
| 50-00-0 | Water | Formaldehyde | 8315A | [10 empty] | Formaldehyde | Formaldehyde |  |  | 50000
| 50-00-0 | Air | Formaldehyde | TO-15 | [10 empty] | Formaldehyde | Formaldehyde |  |  | 50000
| 50-00-0 | Air | Formaldehyde | TO-15 SIM | [10 empty] | Formaldehyde | Formaldehyde |  |  | 50000
| N/A | Soil | Gasoline Range Organics (C6 – C10) | AK 101 | [10 empty] | Gasoline Range Organics (C6 – C10) | Gasoline range organics (GRO) |  | Gasoline range organics (GRO) | N/A
| N/A | Water | Gasoline Range Organics (C6 – C10) | AK 101 | [10 empty] | Gasoline Range Organics (C6 – C10) | Gasoline range organics (GRO) |  | Gasoline range organics (GRO) | N/A
| N/A | Soil | Gasoline Range Organics (C6 – C10) | AK 101-MS | [10 empty] | Gasoline Range Organics (C6 – C10) | Gasoline range organics (GRO) |  | Gasoline range organics (GRO) | N/A
| N/A | Water | Gasoline Range Organics (C6 – C10) | AK 101-MS | [10 empty] | Gasoline Range Organics (C6 – C10) | Gasoline range organics (GRO) |  | Gasoline range organics (GRO) | N/A
| 76-44-8 | Soil | Heptachlor | 608.3 | [10 empty] | Heptachlor | Heptachlor |  | Heptachlor | 76448
| 76-44-8 | Water | Heptachlor | 608.3 | [10 empty] | Heptachlor | Heptachlor |  | Heptachlor | 76448
| 76-44-8 | Soil | Heptachlor | 608 | [10 empty] | Heptachlor | Heptachlor |  | Heptachlor | 76448
| 76-44-8 | Water | Heptachlor | 608 | [10 empty] | Heptachlor | Heptachlor |  | Heptachlor | 76448
| 76-44-8 | Soil | Heptachlor | 8081A | [10 empty] | Heptachlor | Heptachlor |  | Heptachlor | 76448
| 76-44-8 | Water | Heptachlor | 8081A | [10 empty] | Heptachlor | Heptachlor |  | Heptachlor | 76448
| 76-44-8 | Soil | Heptachlor | 8081B | [10 empty] | Heptachlor | Heptachlor |  | Heptachlor | 76448
| 76-44-8 | Water | Heptachlor | 8081B | [10 empty] | Heptachlor | Heptachlor |  | Heptachlor | 76448
| 76-44-8 | Soil | Heptachlor | 8270D | [10 empty] | Heptachlor | Heptachlor |  | Heptachlor | 76448
| 76-44-8 | Water | Heptachlor | 8270D | [10 empty] | Heptachlor | Heptachlor |  | Heptachlor | 76448
| 76-44-8 | Soil | Heptachlor | 8270D-SIM | [10 empty] | Heptachlor | Heptachlor |  | Heptachlor | 76448
| 76-44-8 | Water | Heptachlor | 8270D-SIM | [10 empty] | Heptachlor | Heptachlor |  | Heptachlor | 76448
| 76-44-8 | Air | Heptachlor | TO-10A | [10 empty] | Heptachlor | Heptachlor |  | Heptachlor | 76448
| 76-44-8 | Air | Heptachlor | TO-4A | [10 empty] | Heptachlor | Heptachlor |  | Heptachlor | 76448
| 1024-57-3 | Soil | Heptachlor Epoxide | 608.3 | [10 empty] | Heptachlor Epoxide | Heptachlor Epoxide |  | Heptachlor Epoxide | 1024573
| 1024-57-3 | Water | Heptachlor Epoxide | 608.3 | [10 empty] | Heptachlor Epoxide | Heptachlor Epoxide |  | Heptachlor Epoxide | 1024573
| 1024-57-3 | Soil | Heptachlor Epoxide | 608 | [10 empty] | Heptachlor Epoxide | Heptachlor Epoxide |  | Heptachlor Epoxide | 1024573
| 1024-57-3 | Water | Heptachlor Epoxide | 608 | [10 empty] | Heptachlor Epoxide | Heptachlor Epoxide |  | Heptachlor Epoxide | 1024573
| 1024-57-3 | Soil | Heptachlor Epoxide | 8081A | [10 empty] | Heptachlor Epoxide | Heptachlor Epoxide |  | Heptachlor Epoxide | 1024573
| 1024-57-3 | Water | Heptachlor Epoxide | 8081A | [10 empty] | Heptachlor Epoxide | Heptachlor Epoxide |  | Heptachlor Epoxide | 1024573
| 1024-57-3 | Soil | Heptachlor Epoxide | 8081B | [10 empty] | Heptachlor Epoxide | Heptachlor Epoxide |  | Heptachlor Epoxide | 1024573
| 1024-57-3 | Water | Heptachlor Epoxide | 8081B | [10 empty] | Heptachlor Epoxide | Heptachlor Epoxide |  | Heptachlor Epoxide | 1024573
| 1024-57-3 | Soil | Heptachlor Epoxide | 8270D | [10 empty] | Heptachlor Epoxide | Heptachlor Epoxide |  | Heptachlor Epoxide | 1024573
| 1024-57-3 | Water | Heptachlor Epoxide | 8270D | [10 empty] | Heptachlor Epoxide | Heptachlor Epoxide |  | Heptachlor Epoxide | 1024573
| 1024-57-3 | Soil | Heptachlor Epoxide | 8270D-SIM | [10 empty] | Heptachlor Epoxide | Heptachlor Epoxide |  | Heptachlor Epoxide | 1024573
| 1024-57-3 | Water | Heptachlor Epoxide | 8270D-SIM | [10 empty] | Heptachlor Epoxide | Heptachlor Epoxide |  | Heptachlor Epoxide | 1024573
| 1024-57-3 | Air | Heptachlor Epoxide | TO-10A | [10 empty] | Heptachlor Epoxide | Heptachlor Epoxide |  | Heptachlor Epoxide | 1024573
| 1024-57-3 | Air | Heptachlor Epoxide | TO-4A | [10 empty] | Heptachlor Epoxide | Heptachlor Epoxide |  | Heptachlor Epoxide | 1024573
| 118-74-1 | Soil | Hexachlorobenzene | 625.1 | [10 empty] | Hexachlorobenzene | Hexachlorobenzene | 6275 Hexachlorobenzene | Hexachlorobenzene | 118741
| 118-74-1 | Water | Hexachlorobenzene | 625.1 | [10 empty] | Hexachlorobenzene | Hexachlorobenzene | 6275 Hexachlorobenzene | Hexachlorobenzene | 118741
| 118-74-1 | Soil | Hexachlorobenzene | 625 | [10 empty] | Hexachlorobenzene | Hexachlorobenzene | 6275 Hexachlorobenzene | Hexachlorobenzene | 118741
| 118-74-1 | Water | Hexachlorobenzene | 625 | [10 empty] | Hexachlorobenzene | Hexachlorobenzene | 6275 Hexachlorobenzene | Hexachlorobenzene | 118741
| 118-74-1 | Soil | Hexachlorobenzene | 8081A | [10 empty] | Hexachlorobenzene | Hexachlorobenzene | 6275 Hexachlorobenzene | Hexachlorobenzene | 118741
| 118-74-1 | Water | Hexachlorobenzene | 8081A | [10 empty] | Hexachlorobenzene | Hexachlorobenzene | 6275 Hexachlorobenzene | Hexachlorobenzene | 118741
| 118-74-1 | Soil | Hexachlorobenzene | 8081B | [10 empty] | Hexachlorobenzene | Hexachlorobenzene | 6275 Hexachlorobenzene | Hexachlorobenzene | 118741
| 118-74-1 | Water | Hexachlorobenzene | 8081B | [10 empty] | Hexachlorobenzene | Hexachlorobenzene | 6275 Hexachlorobenzene | Hexachlorobenzene | 118741
| 118-74-1 | Soil | Hexachlorobenzene | 8270D | [10 empty] | Hexachlorobenzene | Hexachlorobenzene | 6275 Hexachlorobenzene | Hexachlorobenzene | 118741
| 118-74-1 | Soil | Hexachlorobenzene | 8270D | [10 empty] | Hexachlorobenzene | Hexachlorobenzene | 6275 Hexachlorobenzene | Hexachlorobenzene | 118741
| 118-74-1 | Water | Hexachlorobenzene | 8270D | [10 empty] | Hexachlorobenzene | Hexachlorobenzene | 6275 Hexachlorobenzene | Hexachlorobenzene | 118741
| 118-74-1 | Water | Hexachlorobenzene | 8270D | [10 empty] | Hexachlorobenzene | Hexachlorobenzene | 6275 Hexachlorobenzene | Hexachlorobenzene | 118741
| 118-74-1 | Soil | Hexachlorobenzene | 8270D-SIM | [10 empty] | Hexachlorobenzene | Hexachlorobenzene | 6275 Hexachlorobenzene | Hexachlorobenzene | 118741
| 118-74-1 | Soil | Hexachlorobenzene | 8270D-SIM | [10 empty] | Hexachlorobenzene | Hexachlorobenzene | 6275 Hexachlorobenzene | Hexachlorobenzene | 118741
| 118-74-1 | Water | Hexachlorobenzene | 8270D-SIM | [10 empty] | Hexachlorobenzene | Hexachlorobenzene | 6275 Hexachlorobenzene | Hexachlorobenzene | 118741
| 118-74-1 | Water | Hexachlorobenzene | 8270D-SIM | [10 empty] | Hexachlorobenzene | Hexachlorobenzene | 6275 Hexachlorobenzene | Hexachlorobenzene | 118741
| 118-74-1 | Soil | Hexachlorobenzene | 8270E | [10 empty] | Hexachlorobenzene | Hexachlorobenzene | 6275 Hexachlorobenzene | Hexachlorobenzene | 118741
| 118-74-1 | Water | Hexachlorobenzene | 8270E | [10 empty] | Hexachlorobenzene | Hexachlorobenzene | 6275 Hexachlorobenzene | Hexachlorobenzene | 118741
| 118-74-1 | Soil | Hexachlorobenzene | 8270E-SIM | [10 empty] | Hexachlorobenzene | Hexachlorobenzene | 6275 Hexachlorobenzene | Hexachlorobenzene | 118741
| 118-74-1 | Water | Hexachlorobenzene | 8270E-SIM | [10 empty] | Hexachlorobenzene | Hexachlorobenzene | 6275 Hexachlorobenzene | Hexachlorobenzene | 118741
| 118-74-1 | Air | Hexachlorobenzene | TO-10A | [10 empty] | Hexachlorobenzene | Hexachlorobenzene | 6275 Hexachlorobenzene | Hexachlorobenzene | 118741
| 118-74-1 | Air | Hexachlorobenzene | TO-4A | [10 empty] | Hexachlorobenzene | Hexachlorobenzene | 6275 Hexachlorobenzene | Hexachlorobenzene | 118741
| 87-68-3 | Soil | Hexachlorobutadiene | 524.2 | [10 empty] | Hexachlorobutadiene | Hexachlorobutadiene | 4835 Hexachlorobutadiene | Hexachlorobutadiene | 87683
| 87-68-3 | Water | Hexachlorobutadiene | 524.2 | [10 empty] | Hexachlorobutadiene | Hexachlorobutadiene | 4835 Hexachlorobutadiene | Hexachlorobutadiene | 87683
| 87-68-3 | Soil | Hexachlorobutadiene | 624 | [10 empty] | Hexachlorobutadiene | Hexachlorobutadiene | 4835 Hexachlorobutadiene | Hexachlorobutadiene | 87683
| 87-68-3 | Water | Hexachlorobutadiene | 624 | [10 empty] | Hexachlorobutadiene | Hexachlorobutadiene | 4835 Hexachlorobutadiene | Hexachlorobutadiene | 87683
| 87-68-3 | Soil | Hexachlorobutadiene | 624.1 | [10 empty] | Hexachlorobutadiene | Hexachlorobutadiene | 4835 Hexachlorobutadiene | Hexachlorobutadiene | 87683
| 87-68-3 | Water | Hexachlorobutadiene | 624.1 | [10 empty] | Hexachlorobutadiene | Hexachlorobutadiene | 4835 Hexachlorobutadiene | Hexachlorobutadiene | 87683
| 87-68-3 | Soil | Hexachlorobutadiene | 625.1 | [10 empty] | Hexachlorobutadiene | Hexachlorobutadiene | 4835 Hexachlorobutadiene | Hexachlorobutadiene | 87683
| 87-68-3 | Water | Hexachlorobutadiene | 625.1 | [10 empty] | Hexachlorobutadiene | Hexachlorobutadiene | 4835 Hexachlorobutadiene | Hexachlorobutadiene | 87683
| 87-68-3 | Soil | Hexachlorobutadiene | 625 | [10 empty] | Hexachlorobutadiene | Hexachlorobutadiene | 4835 Hexachlorobutadiene | Hexachlorobutadiene | 87683
| 87-68-3 | Water | Hexachlorobutadiene | 625 | [10 empty] | Hexachlorobutadiene | Hexachlorobutadiene | 4835 Hexachlorobutadiene | Hexachlorobutadiene | 87683
| 87-68-3 | Soil | Hexachlorobutadiene | 8081A | [10 empty] | Hexachlorobutadiene | Hexachlorobutadiene | 4835 Hexachlorobutadiene | Hexachlorobutadiene | 87683
| 87-68-3 | Water | Hexachlorobutadiene | 8081A | [10 empty] | Hexachlorobutadiene | Hexachlorobutadiene | 4835 Hexachlorobutadiene | Hexachlorobutadiene | 87683
| 87-68-3 | Soil | Hexachlorobutadiene | 8081B | [10 empty] | Hexachlorobutadiene | Hexachlorobutadiene | 4835 Hexachlorobutadiene | Hexachlorobutadiene | 87683
| 87-68-3 | Water | Hexachlorobutadiene | 8081B | [10 empty] | Hexachlorobutadiene | Hexachlorobutadiene | 4835 Hexachlorobutadiene | Hexachlorobutadiene | 87683
| 87-68-3 | Soil | Hexachlorobutadiene | 8260C | [10 empty] | Hexachlorobutadiene | Hexachlorobutadiene | 4835 Hexachlorobutadiene | Hexachlorobutadiene | 87683
| 87-68-3 | Water | Hexachlorobutadiene | 8260C | [10 empty] | Hexachlorobutadiene | Hexachlorobutadiene | 4835 Hexachlorobutadiene | Hexachlorobutadiene | 87683
| 87-68-3 | Soil | Hexachlorobutadiene | 8260C-SIM | [10 empty] | Hexachlorobutadiene | Hexachlorobutadiene | 4835 Hexachlorobutadiene | Hexachlorobutadiene | 87683
| 87-68-3 | Water | Hexachlorobutadiene | 8260C-SIM | [10 empty] | Hexachlorobutadiene | Hexachlorobutadiene | 4835 Hexachlorobutadiene | Hexachlorobutadiene | 87683
| 87-68-3 | Soil | Hexachlorobutadiene | 8260D | [10 empty] | Hexachlorobutadiene | Hexachlorobutadiene | 4835 Hexachlorobutadiene | Hexachlorobutadiene | 87683
| 87-68-3 | Water | Hexachlorobutadiene | 8260D | [10 empty] | Hexachlorobutadiene | Hexachlorobutadiene | 4835 Hexachlorobutadiene | Hexachlorobutadiene | 87683
| 87-68-3 | Soil | Hexachlorobutadiene | 8260D-SIM | [10 empty] | Hexachlorobutadiene | Hexachlorobutadiene | 4835 Hexachlorobutadiene | Hexachlorobutadiene | 87683
| 87-68-3 | Water | Hexachlorobutadiene | 8260D-SIM | [10 empty] | Hexachlorobutadiene | Hexachlorobutadiene | 4835 Hexachlorobutadiene | Hexachlorobutadiene | 87683
| 87-68-3 | Soil | Hexachlorobutadiene | 8270D | [10 empty] | Hexachlorobutadiene | Hexachlorobutadiene | 4835 Hexachlorobutadiene | Hexachlorobutadiene | 87683
| 87-68-3 | Water | Hexachlorobutadiene | 8270D | [10 empty] | Hexachlorobutadiene | Hexachlorobutadiene | 4835 Hexachlorobutadiene | Hexachlorobutadiene | 87683
| 87-68-3 | Soil | Hexachlorobutadiene | 8270D-SIM | [10 empty] | Hexachlorobutadiene | Hexachlorobutadiene | 4835 Hexachlorobutadiene | Hexachlorobutadiene | 87683
| 87-68-3 | Water | Hexachlorobutadiene | 8270D-SIM | [10 empty] | Hexachlorobutadiene | Hexachlorobutadiene | 4835 Hexachlorobutadiene | Hexachlorobutadiene | 87683
| 87-68-3 | Soil | Hexachlorobutadiene | 8270E | [10 empty] | Hexachlorobutadiene | Hexachlorobutadiene | 4835 Hexachlorobutadiene | Hexachlorobutadiene | 87683
| 87-68-3 | Water | Hexachlorobutadiene | 8270E | [10 empty] | Hexachlorobutadiene | Hexachlorobutadiene | 4835 Hexachlorobutadiene | Hexachlorobutadiene | 87683
| 87-68-3 | Soil | Hexachlorobutadiene | 8270E-SIM | [10 empty] | Hexachlorobutadiene | Hexachlorobutadiene | 4835 Hexachlorobutadiene | Hexachlorobutadiene | 87683
| 87-68-3 | Water | Hexachlorobutadiene | 8270E-SIM | [10 empty] | Hexachlorobutadiene | Hexachlorobutadiene | 4835 Hexachlorobutadiene | Hexachlorobutadiene | 87683
| 87-68-3 | Air | Hexachlorobutadiene | TO-14A | [10 empty] | Hexachlorobutadiene | Hexachlorobutadiene | 4835 Hexachlorobutadiene | Hexachlorobutadiene | 87683
| 87-68-3 | Air | Hexachlorobutadiene | TO-15 | [10 empty] | Hexachlorobutadiene | Hexachlorobutadiene | 4835 Hexachlorobutadiene | Hexachlorobutadiene | 87683
| 87-68-3 | Air | Hexachlorobutadiene | TO-15 SIM | [10 empty] | Hexachlorobutadiene | Hexachlorobutadiene | 4835 Hexachlorobutadiene | Hexachlorobutadiene | 87683
| 87-68-3 | Air | Hexachlorobutadiene | TO-17 | [10 empty] | Hexachlorobutadiene | Hexachlorobutadiene | 4835 Hexachlorobutadiene | Hexachlorobutadiene | 87683
| 319-84-6 | Soil | Hexachlorocyclohexane, Alpha- (a-BHC) | 608.3 | [10 empty] | Hexachlorocyclohexane, Alpha- (a-BHC) | alpha-BHC (alpha-hexachlorocyclohexane) |  | alpha-BHC (alpha-Hexachlorocyclohexane) | 319846
| 319-84-6 | Water | Hexachlorocyclohexane, Alpha- (a-BHC) | 608.3 | [10 empty] | Hexachlorocyclohexane, Alpha- (a-BHC) | alpha-BHC (alpha-hexachlorocyclohexane) |  | alpha-BHC (alpha-Hexachlorocyclohexane) | 319846
| 319-84-6 | Soil | Hexachlorocyclohexane, Alpha- (a-BHC) | 608 | [10 empty] | Hexachlorocyclohexane, Alpha- (a-BHC) | alpha-BHC (alpha-hexachlorocyclohexane) |  | alpha-BHC (alpha-Hexachlorocyclohexane) | 319846
| 319-84-6 | Water | Hexachlorocyclohexane, Alpha- (a-BHC) | 608 | [10 empty] | Hexachlorocyclohexane, Alpha- (a-BHC) | alpha-BHC (alpha-hexachlorocyclohexane) |  | alpha-BHC (alpha-Hexachlorocyclohexane) | 319846
| 319-84-6 | Soil | Hexachlorocyclohexane, Alpha- (a-BHC) | 8081A | [10 empty] | Hexachlorocyclohexane, Alpha- (a-BHC) | alpha-BHC (alpha-hexachlorocyclohexane) |  | alpha-BHC (alpha-Hexachlorocyclohexane) | 319846
| 319-84-6 | Water | Hexachlorocyclohexane, Alpha- (a-BHC) | 8081A | [10 empty] | Hexachlorocyclohexane, Alpha- (a-BHC) | alpha-BHC (alpha-hexachlorocyclohexane) |  | alpha-BHC (alpha-Hexachlorocyclohexane) | 319846
| 319-84-6 | Soil | Hexachlorocyclohexane, Alpha- (a-BHC) | 8081B | [10 empty] | Hexachlorocyclohexane, Alpha- (a-BHC) | alpha-BHC (alpha-hexachlorocyclohexane) |  | alpha-BHC (alpha-Hexachlorocyclohexane) | 319846
| 319-84-6 | Water | Hexachlorocyclohexane, Alpha- (a-BHC) | 8081B | [10 empty] | Hexachlorocyclohexane, Alpha- (a-BHC) | alpha-BHC (alpha-hexachlorocyclohexane) |  | alpha-BHC (alpha-Hexachlorocyclohexane) | 319846
| 319-84-6 | Soil | Hexachlorocyclohexane, Alpha- (a-BHC) | 8270D | [10 empty] | Hexachlorocyclohexane, Alpha- (a-BHC) | alpha-BHC (alpha-hexachlorocyclohexane) |  | alpha-BHC (alpha-Hexachlorocyclohexane) | 319846
| 319-84-6 | Water | Hexachlorocyclohexane, Alpha- (a-BHC) | 8270D | [10 empty] | Hexachlorocyclohexane, Alpha- (a-BHC) | alpha-BHC (alpha-hexachlorocyclohexane) |  | alpha-BHC (alpha-Hexachlorocyclohexane) | 319846
| 319-84-6 | Soil | Hexachlorocyclohexane, Alpha- (a-BHC) | 8270D-SIM | [10 empty] | Hexachlorocyclohexane, Alpha- (a-BHC) | alpha-BHC (alpha-hexachlorocyclohexane) |  | alpha-BHC (alpha-Hexachlorocyclohexane) | 319846
| 319-84-6 | Water | Hexachlorocyclohexane, Alpha- (a-BHC) | 8270D-SIM | [10 empty] | Hexachlorocyclohexane, Alpha- (a-BHC) | alpha-BHC (alpha-hexachlorocyclohexane) |  | alpha-BHC (alpha-Hexachlorocyclohexane) | 319846
| 319-84-6 | Air | Hexachlorocyclohexane, Alpha- (a-BHC) | TO-10A | [10 empty] | Hexachlorocyclohexane, Alpha- (a-BHC) | alpha-BHC (alpha-hexachlorocyclohexane) |  | alpha-BHC (alpha-Hexachlorocyclohexane) | 319846
| 319-84-6 | Air | Hexachlorocyclohexane, Alpha- (a-BHC) | TO-4A | [10 empty] | Hexachlorocyclohexane, Alpha- (a-BHC) | alpha-BHC (alpha-hexachlorocyclohexane) |  | alpha-BHC (alpha-Hexachlorocyclohexane) | 319846
| 319-85-7 | Soil | Hexachlorocyclohexane, Beta- (b-BHC) | 608.3 | [10 empty] | Hexachlorocyclohexane, Beta- (b-BHC) | beta-BHC (beta-hexachlorocyclohexane) |  | beta-BHC (beta-Hexachlorocyclohexane) | 319857
| 319-85-7 | Water | Hexachlorocyclohexane, Beta- (b-BHC) | 608.3 | [10 empty] | Hexachlorocyclohexane, Beta- (b-BHC) | beta-BHC (beta-hexachlorocyclohexane) |  | beta-BHC (beta-Hexachlorocyclohexane) | 319857
| 319-85-7 | Soil | Hexachlorocyclohexane, Beta- (b-BHC) | 608 | [10 empty] | Hexachlorocyclohexane, Beta- (b-BHC) | beta-BHC (beta-hexachlorocyclohexane) |  | beta-BHC (beta-Hexachlorocyclohexane) | 319857
| 319-85-7 | Water | Hexachlorocyclohexane, Beta- (b-BHC) | 608 | [10 empty] | Hexachlorocyclohexane, Beta- (b-BHC) | beta-BHC (beta-hexachlorocyclohexane) |  | beta-BHC (beta-Hexachlorocyclohexane) | 319857
| 319-85-7 | Soil | Hexachlorocyclohexane, Beta- (b-BHC) | 8081A | [10 empty] | Hexachlorocyclohexane, Beta- (b-BHC) | beta-BHC (beta-hexachlorocyclohexane) |  | beta-BHC (beta-Hexachlorocyclohexane) | 319857
| 319-85-7 | Water | Hexachlorocyclohexane, Beta- (b-BHC) | 8081A | [10 empty] | Hexachlorocyclohexane, Beta- (b-BHC) | beta-BHC (beta-hexachlorocyclohexane) |  | beta-BHC (beta-Hexachlorocyclohexane) | 319857
| 319-85-7 | Soil | Hexachlorocyclohexane, Beta- (b-BHC) | 8081B | [10 empty] | Hexachlorocyclohexane, Beta- (b-BHC) | beta-BHC (beta-hexachlorocyclohexane) |  | beta-BHC (beta-Hexachlorocyclohexane) | 319857
| 319-85-7 | Water | Hexachlorocyclohexane, Beta- (b-BHC) | 8081B | [10 empty] | Hexachlorocyclohexane, Beta- (b-BHC) | beta-BHC (beta-hexachlorocyclohexane) |  | beta-BHC (beta-Hexachlorocyclohexane) | 319857
| 319-85-7 | Soil | Hexachlorocyclohexane, Beta- (b-BHC) | 8270D | [10 empty] | Hexachlorocyclohexane, Beta- (b-BHC) | beta-BHC (beta-hexachlorocyclohexane) |  | beta-BHC (beta-Hexachlorocyclohexane) | 319857
| 319-85-7 | Water | Hexachlorocyclohexane, Beta- (b-BHC) | 8270D | [10 empty] | Hexachlorocyclohexane, Beta- (b-BHC) | beta-BHC (beta-hexachlorocyclohexane) |  | beta-BHC (beta-Hexachlorocyclohexane) | 319857
| 319-85-7 | Soil | Hexachlorocyclohexane, Beta- (b-BHC) | 8270D-SIM | [10 empty] | Hexachlorocyclohexane, Beta- (b-BHC) | beta-BHC (beta-hexachlorocyclohexane) |  | beta-BHC (beta-Hexachlorocyclohexane) | 319857
| 319-85-7 | Water | Hexachlorocyclohexane, Beta- (b-BHC) | 8270D-SIM | [10 empty] | Hexachlorocyclohexane, Beta- (b-BHC) | beta-BHC (beta-hexachlorocyclohexane) |  | beta-BHC (beta-Hexachlorocyclohexane) | 319857
| 319-85-7 | Air | Hexachlorocyclohexane, Beta- (b-BHC) | TO-10A | [10 empty] | Hexachlorocyclohexane, Beta- (b-BHC) | beta-BHC (beta-hexachlorocyclohexane) |  | beta-BHC (beta-Hexachlorocyclohexane) | 319857
| 319-85-7 | Air | Hexachlorocyclohexane, Beta- (b-BHC) | TO-4A | [10 empty] | Hexachlorocyclohexane, Beta- (b-BHC) | beta-BHC (beta-hexachlorocyclohexane) |  | beta-BHC (beta-Hexachlorocyclohexane) | 319857
| 319-86-8 | Soil | Hexachlorocyclohexane, Delta- (d-BHC) | 608.3 | [10 empty] | Hexachlorocyclohexane, Delta- (d-BHC) | delta-BHC |  | delta-BHC | 319868
| 319-86-8 | Water | Hexachlorocyclohexane, Delta- (d-BHC) | 608.3 | [10 empty] | Hexachlorocyclohexane, Delta- (d-BHC) | delta-BHC |  | delta-BHC | 319868
| 319-86-8 | Soil | Hexachlorocyclohexane, Delta- (d-BHC) | 608 | [10 empty] | Hexachlorocyclohexane, Delta- (d-BHC) | delta-BHC |  | delta-BHC | 319868
| 319-86-8 | Water | Hexachlorocyclohexane, Delta- (d-BHC) | 608 | [10 empty] | Hexachlorocyclohexane, Delta- (d-BHC) | delta-BHC |  | delta-BHC | 319868
| 319-86-8 | Soil | Hexachlorocyclohexane, Delta- (d-BHC) | 8081A | [10 empty] | Hexachlorocyclohexane, Delta- (d-BHC) | delta-BHC |  | delta-BHC | 319868
| 319-86-8 | Water | Hexachlorocyclohexane, Delta- (d-BHC) | 8081A | [10 empty] | Hexachlorocyclohexane, Delta- (d-BHC) | delta-BHC |  | delta-BHC | 319868
| 319-86-8 | Soil | Hexachlorocyclohexane, Delta- (d-BHC) | 8081B | [10 empty] | Hexachlorocyclohexane, Delta- (d-BHC) | delta-BHC |  | delta-BHC | 319868
| 319-86-8 | Water | Hexachlorocyclohexane, Delta- (d-BHC) | 8081B | [10 empty] | Hexachlorocyclohexane, Delta- (d-BHC) | delta-BHC |  | delta-BHC | 319868
| 319-86-8 | Soil | Hexachlorocyclohexane, Delta- (d-BHC) | 8270D | [10 empty] | Hexachlorocyclohexane, Delta- (d-BHC) | delta-BHC |  | delta-BHC | 319868
| 319-86-8 | Water | Hexachlorocyclohexane, Delta- (d-BHC) | 8270D | [10 empty] | Hexachlorocyclohexane, Delta- (d-BHC) | delta-BHC |  | delta-BHC | 319868
| 319-86-8 | Soil | Hexachlorocyclohexane, Delta- (d-BHC) | 8270D-SIM | [10 empty] | Hexachlorocyclohexane, Delta- (d-BHC) | delta-BHC |  | delta-BHC | 319868
| 319-86-8 | Water | Hexachlorocyclohexane, Delta- (d-BHC) | 8270D-SIM | [10 empty] | Hexachlorocyclohexane, Delta- (d-BHC) | delta-BHC |  | delta-BHC | 319868
| 58-89-9 | Water | Hexachlorocyclohexane, Gamma- (Lindane) | 525.2 | [10 empty] | Hexachlorocyclohexane, Gamma- (Lindane) | gamma-BHC (Lindane, gamma-Hexachlorocyclohexane) |  | gamma-BHC (Lindane, gamma-HexachlorocyclohexanE) | 58899
| 58-89-9 | Soil | Hexachlorocyclohexane, Gamma- (Lindane) | 608.3 | [10 empty] | Hexachlorocyclohexane, Gamma- (Lindane) | gamma-BHC (Lindane, gamma-Hexachlorocyclohexane) |  | gamma-BHC (Lindane, gamma-HexachlorocyclohexanE) | 58899
| 58-89-9 | Water | Hexachlorocyclohexane, Gamma- (Lindane) | 608.3 | [10 empty] | Hexachlorocyclohexane, Gamma- (Lindane) | gamma-BHC (Lindane, gamma-Hexachlorocyclohexane) |  | gamma-BHC (Lindane, gamma-HexachlorocyclohexanE) | 58899
| 58-89-9 | Soil | Hexachlorocyclohexane, Gamma- (Lindane) | 608 | [10 empty] | Hexachlorocyclohexane, Gamma- (Lindane) | gamma-BHC (Lindane, gamma-Hexachlorocyclohexane) |  | gamma-BHC (Lindane, gamma-HexachlorocyclohexanE) | 58899
| 58-89-9 | Water | Hexachlorocyclohexane, Gamma- (Lindane) | 608 | [10 empty] | Hexachlorocyclohexane, Gamma- (Lindane) | gamma-BHC (Lindane, gamma-Hexachlorocyclohexane) |  | gamma-BHC (Lindane, gamma-HexachlorocyclohexanE) | 58899
| 58-89-9 | Soil | Hexachlorocyclohexane, Gamma- (Lindane) | 8081A | [10 empty] | Hexachlorocyclohexane, Gamma- (Lindane) | gamma-BHC (Lindane, gamma-Hexachlorocyclohexane) |  | gamma-BHC (Lindane, gamma-HexachlorocyclohexanE) | 58899
| 58-89-9 | Water | Hexachlorocyclohexane, Gamma- (Lindane) | 8081A | [10 empty] | Hexachlorocyclohexane, Gamma- (Lindane) | gamma-BHC (Lindane, gamma-Hexachlorocyclohexane) |  | gamma-BHC (Lindane, gamma-HexachlorocyclohexanE) | 58899
| 58-89-9 | Soil | Hexachlorocyclohexane, Gamma- (Lindane) | 8081B | [10 empty] | Hexachlorocyclohexane, Gamma- (Lindane) | gamma-BHC (Lindane, gamma-Hexachlorocyclohexane) |  | gamma-BHC (Lindane, gamma-HexachlorocyclohexanE) | 58899
| 58-89-9 | Water | Hexachlorocyclohexane, Gamma- (Lindane) | 8081B | [10 empty] | Hexachlorocyclohexane, Gamma- (Lindane) | gamma-BHC (Lindane, gamma-Hexachlorocyclohexane) |  | gamma-BHC (Lindane, gamma-HexachlorocyclohexanE) | 58899
| 58-89-9 | Soil | Hexachlorocyclohexane, Gamma- (Lindane) | 8270D | [10 empty] | Hexachlorocyclohexane, Gamma- (Lindane) | gamma-BHC (Lindane, gamma-Hexachlorocyclohexane) |  | gamma-BHC (Lindane, gamma-HexachlorocyclohexanE) | 58899
| 58-89-9 | Water | Hexachlorocyclohexane, Gamma- (Lindane) | 8270D | [10 empty] | Hexachlorocyclohexane, Gamma- (Lindane) | gamma-BHC (Lindane, gamma-Hexachlorocyclohexane) |  | gamma-BHC (Lindane, gamma-HexachlorocyclohexanE) | 58899
| 58-89-9 | Soil | Hexachlorocyclohexane, Gamma- (Lindane) | 8270D-SIM | [10 empty] | Hexachlorocyclohexane, Gamma- (Lindane) | gamma-BHC (Lindane, gamma-Hexachlorocyclohexane) |  | gamma-BHC (Lindane, gamma-HexachlorocyclohexanE) | 58899
| 58-89-9 | Water | Hexachlorocyclohexane, Gamma- (Lindane) | 8270D-SIM | [10 empty] | Hexachlorocyclohexane, Gamma- (Lindane) | gamma-BHC (Lindane, gamma-Hexachlorocyclohexane) |  | gamma-BHC (Lindane, gamma-HexachlorocyclohexanE) | 58899
| 58-89-9 | Air | Hexachlorocyclohexane, Gamma- (Lindane) | TO-10A | [10 empty] | Hexachlorocyclohexane, Gamma- (Lindane) | gamma-BHC (Lindane, gamma-Hexachlorocyclohexane) |  | gamma-BHC (Lindane, gamma-HexachlorocyclohexanE) | 58899
| 58-89-9 | Air | Hexachlorocyclohexane, Gamma- (Lindane) | TO-4A | [10 empty] | Hexachlorocyclohexane, Gamma- (Lindane) | gamma-BHC (Lindane, gamma-Hexachlorocyclohexane) |  | gamma-BHC (Lindane, gamma-HexachlorocyclohexanE) | 58899
| 77-47-4 | Soil | Hexachlorocyclopentadiene | 625.1 | [10 empty] | Hexachlorocyclopentadiene | Hexachlorocyclopentadiene | 6285 Hexachlorocyclopentadiene | Hexachlorocyclopentadiene | 77474
| 77-47-4 | Water | Hexachlorocyclopentadiene | 625.1 | [10 empty] | Hexachlorocyclopentadiene | Hexachlorocyclopentadiene | 6285 Hexachlorocyclopentadiene | Hexachlorocyclopentadiene | 77474
| 77-47-4 | Soil | Hexachlorocyclopentadiene | 625 | [10 empty] | Hexachlorocyclopentadiene | Hexachlorocyclopentadiene | 6285 Hexachlorocyclopentadiene | Hexachlorocyclopentadiene | 77474
| 77-47-4 | Water | Hexachlorocyclopentadiene | 625 | [10 empty] | Hexachlorocyclopentadiene | Hexachlorocyclopentadiene | 6285 Hexachlorocyclopentadiene | Hexachlorocyclopentadiene | 77474
| 77-47-4 | Soil | Hexachlorocyclopentadiene | 8270D | [10 empty] | Hexachlorocyclopentadiene | Hexachlorocyclopentadiene | 6285 Hexachlorocyclopentadiene | Hexachlorocyclopentadiene | 77474
| 77-47-4 | Water | Hexachlorocyclopentadiene | 8270D | [10 empty] | Hexachlorocyclopentadiene | Hexachlorocyclopentadiene | 6285 Hexachlorocyclopentadiene | Hexachlorocyclopentadiene | 77474
| 77-47-4 | Soil | Hexachlorocyclopentadiene | 8270D-SIM | [10 empty] | Hexachlorocyclopentadiene | Hexachlorocyclopentadiene | 6285 Hexachlorocyclopentadiene | Hexachlorocyclopentadiene | 77474
| 77-47-4 | Water | Hexachlorocyclopentadiene | 8270D-SIM | [10 empty] | Hexachlorocyclopentadiene | Hexachlorocyclopentadiene | 6285 Hexachlorocyclopentadiene | Hexachlorocyclopentadiene | 77474
| 77-47-4 | Soil | Hexachlorocyclopentadiene | 8270E | [10 empty] | Hexachlorocyclopentadiene | Hexachlorocyclopentadiene | 6285 Hexachlorocyclopentadiene | Hexachlorocyclopentadiene | 77474
| 77-47-4 | Water | Hexachlorocyclopentadiene | 8270E | [10 empty] | Hexachlorocyclopentadiene | Hexachlorocyclopentadiene | 6285 Hexachlorocyclopentadiene | Hexachlorocyclopentadiene | 77474
| 77-47-4 | Soil | Hexachlorocyclopentadiene | 8270E-SIM | [10 empty] | Hexachlorocyclopentadiene | Hexachlorocyclopentadiene | 6285 Hexachlorocyclopentadiene | Hexachlorocyclopentadiene | 77474
| 77-47-4 | Water | Hexachlorocyclopentadiene | 8270E-SIM | [10 empty] | Hexachlorocyclopentadiene | Hexachlorocyclopentadiene | 6285 Hexachlorocyclopentadiene | Hexachlorocyclopentadiene | 77474
| 77-47-4 | Air | Hexachlorocyclopentadiene | TO-10A | [10 empty] | Hexachlorocyclopentadiene | Hexachlorocyclopentadiene | 6285 Hexachlorocyclopentadiene | Hexachlorocyclopentadiene | 77474
| 67-72-1 | Soil | Hexachloroethane | 625.1 | [10 empty] | Hexachloroethane | Hexachloroethane | 4840 Hexachloroethane | Hexachloroethane | 67721
| 67-72-1 | Water | Hexachloroethane | 625.1 | [10 empty] | Hexachloroethane | Hexachloroethane | 4840 Hexachloroethane | Hexachloroethane | 67721
| 67-72-1 | Soil | Hexachloroethane | 625 | [10 empty] | Hexachloroethane | Hexachloroethane | 4840 Hexachloroethane | Hexachloroethane | 67721
| 67-72-1 | Water | Hexachloroethane | 625 | [10 empty] | Hexachloroethane | Hexachloroethane | 4840 Hexachloroethane | Hexachloroethane | 67721
| 67-72-1 | Soil | Hexachloroethane | 8081A | [10 empty] | Hexachloroethane | Hexachloroethane | 4840 Hexachloroethane | Hexachloroethane | 67721
| 67-72-1 | Water | Hexachloroethane | 8081A | [10 empty] | Hexachloroethane | Hexachloroethane | 4840 Hexachloroethane | Hexachloroethane | 67721
| 67-72-1 | Soil | Hexachloroethane | 8081B | [10 empty] | Hexachloroethane | Hexachloroethane | 4840 Hexachloroethane | Hexachloroethane | 67721
| 67-72-1 | Water | Hexachloroethane | 8081B | [10 empty] | Hexachloroethane | Hexachloroethane | 4840 Hexachloroethane | Hexachloroethane | 67721
| 67-72-1 | Soil | Hexachloroethane | 8260C | [10 empty] | Hexachloroethane | Hexachloroethane | 4840 Hexachloroethane | Hexachloroethane | 67721
| 67-72-1 | Water | Hexachloroethane | 8260C | [10 empty] | Hexachloroethane | Hexachloroethane | 4840 Hexachloroethane | Hexachloroethane | 67721
| 67-72-1 | Soil | Hexachloroethane | 8260D | [10 empty] | Hexachloroethane | Hexachloroethane | 4840 Hexachloroethane | Hexachloroethane | 67721
| 67-72-1 | Water | Hexachloroethane | 8260D | [10 empty] | Hexachloroethane | Hexachloroethane | 4840 Hexachloroethane | Hexachloroethane | 67721
| 67-72-1 | Soil | Hexachloroethane | 8270D | [10 empty] | Hexachloroethane | Hexachloroethane | 4840 Hexachloroethane | Hexachloroethane | 67721
| 67-72-1 | Water | Hexachloroethane | 8270D | [10 empty] | Hexachloroethane | Hexachloroethane | 4840 Hexachloroethane | Hexachloroethane | 67721
| 67-72-1 | Soil | Hexachloroethane | 8270D-SIM | [10 empty] | Hexachloroethane | Hexachloroethane | 4840 Hexachloroethane | Hexachloroethane | 67721
| 67-72-1 | Soil | Hexachloroethane | 8270D-SIM | [10 empty] | Hexachloroethane | Hexachloroethane | 4840 Hexachloroethane | Hexachloroethane | 67721
| 67-72-1 | Water | Hexachloroethane | 8270D-SIM | [10 empty] | Hexachloroethane | Hexachloroethane | 4840 Hexachloroethane | Hexachloroethane | 67721
| 67-72-1 | Water | Hexachloroethane | 8270D-SIM | [10 empty] | Hexachloroethane | Hexachloroethane | 4840 Hexachloroethane | Hexachloroethane | 67721
| 67-72-1 | Soil | Hexachloroethane | 8270E | [10 empty] | Hexachloroethane | Hexachloroethane | 4840 Hexachloroethane | Hexachloroethane | 67721
| 67-72-1 | Water | Hexachloroethane | 8270E | [10 empty] | Hexachloroethane | Hexachloroethane | 4840 Hexachloroethane | Hexachloroethane | 67721
| 67-72-1 | Soil | Hexachloroethane | 8270E-SIM | [10 empty] | Hexachloroethane | Hexachloroethane | 4840 Hexachloroethane | Hexachloroethane | 67721
| 67-72-1 | Water | Hexachloroethane | 8270E-SIM | [10 empty] | Hexachloroethane | Hexachloroethane | 4840 Hexachloroethane | Hexachloroethane | 67721
| 67-72-1 | Air | Hexachloroethane | TO-15 | [10 empty] | Hexachloroethane | Hexachloroethane | 4840 Hexachloroethane | Hexachloroethane | 67721
| 67-72-1 | Air | Hexachloroethane | TO-15 SIM | [10 empty] | Hexachloroethane | Hexachloroethane | 4840 Hexachloroethane | Hexachloroethane | 67721
| 13252-13-6 | Soil | Hexafluoropropylene oxide dimer acid (HFPO-DA) | 1633 | [10 empty] | Hexafluoropropylene oxide dimer acid (HFPO-DA) |  |  | Hexafluoropropyleneoxide dimer acid (HFPO-DA) (GenX) | 13252136
| 13252-13-6 | Water | Hexafluoropropylene oxide dimer acid (HFPO-DA) | 1633 | [10 empty] | Hexafluoropropylene oxide dimer acid (HFPO-DA) |  |  | Hexafluoropropyleneoxide dimer acid (HFPO-DA) (GenX) | 13252136
| 13252-13-6 | Soil | Hexafluoropropylene oxide dimer acid (HFPO-DA) | 533 | [10 empty] | Hexafluoropropylene oxide dimer acid (HFPO-DA) | Hexafluoropropylene oxide dimer acid (HFPO-DA) |  | Hexafluoropropylene oxide dimer acid (HFPO-DA) | 13252136
| 13252-13-6 | Water | Hexafluoropropylene oxide dimer acid (HFPO-DA) | 533 | [10 empty] | Hexafluoropropylene oxide dimer acid (HFPO-DA) | Hexafluoropropylene oxide dimer acid (HFPO-DA) |  | Hexafluoropropylene oxide dimer acid (HFPO-DA) | 13252136
| 13252-13-6 | Soil | Hexafluoropropylene oxide dimer acid (HFPO-DA) | 537 mod | [10 empty] | Hexafluoropropylene oxide dimer acid (HFPO-DA) |  |  | Hexafluoropropyleneoxide dimer acid (HFPO-DA) (GenX) | 13252136
| 13252-13-6 | Water | Hexafluoropropylene oxide dimer acid (HFPO-DA) | 537 mod | [10 empty] | Hexafluoropropylene oxide dimer acid (HFPO-DA) |  |  | Hexafluoropropyleneoxide dimer acid (HFPO-DA) (GenX) | 13252136
| 13252-13-6 | Soil | Hexafluoropropylene oxide dimer acid (HFPO-DA) | 537.1 | [10 empty] | Hexafluoropropylene oxide dimer acid (HFPO-DA) |  |  | Hexafluoropropyleneoxide dimer acid (HFPO-DA) (GenX) | 13252136
| 13252-13-6 | Water | Hexafluoropropylene oxide dimer acid (HFPO-DA) | 537.1 | [10 empty] | Hexafluoropropylene oxide dimer acid (HFPO-DA) |  |  | Hexafluoropropyleneoxide dimer acid (HFPO-DA) (GenX) | 13252136
| 13252-13-6 | Soil | Hexafluoropropylene oxide dimer acid (HFPO-DA) | Draft 1633 | [10 empty] | Hexafluoropropylene oxide dimer acid (HFPO-DA) |  |  | Hexafluoropropyleneoxide dimer acid (HFPO-DA) (GenX) | 13252136
| 13252-13-6 | Water | Hexafluoropropylene oxide dimer acid (HFPO-DA) | Draft 1633 | [10 empty] | Hexafluoropropylene oxide dimer acid (HFPO-DA) |  |  | Hexafluoropropyleneoxide dimer acid (HFPO-DA) (GenX) | 13252136
| 13252-13-6 | Soil | Hexafluoropropylene oxide dimer acid (HFPO-DA) | PFAS by LCMSMS Compliant with QSM 5.4 Table B-15 | [10 empty] | Hexafluoropropylene oxide dimer acid (HFPO-DA) |  |  | Hexafluoropropyleneoxide dimer acid (HFPO-DA) (GenX) | 13252136
| 13252-13-6 | Water | Hexafluoropropylene oxide dimer acid (HFPO-DA) | PFAS by LCMSMS Compliant with QSM 5.4 Table B-15 | [10 empty] | Hexafluoropropylene oxide dimer acid (HFPO-DA) |  |  | Hexafluoropropyleneoxide dimer acid (HFPO-DA) (GenX) | 13252136
| 121-82-4 | Soil | Hexahydro-1,3,5-trinitro-1,3,5-triazine (RDX) | 8321A | [10 empty] | Hexahydro-1,3,5-trinitro-1,3,5-triazine (RDX) | Hexahydro-1,3,5-trinitro-1,3,5-triazine (RDX) |  |  | 121824
| 121-82-4 | Water | Hexahydro-1,3,5-trinitro-1,3,5-triazine (RDX) | 8321A | [10 empty] | Hexahydro-1,3,5-trinitro-1,3,5-triazine (RDX) | Hexahydro-1,3,5-trinitro-1,3,5-triazine (RDX) |  |  | 121824
| 121-82-4 | Soil | Hexahydro-1,3,5-trinitro-1,3,5-triazine (RDX) | 8321B | [10 empty] | Hexahydro-1,3,5-trinitro-1,3,5-triazine (RDX) | Hexahydro-1,3,5-trinitro-1,3,5-triazine (RDX) |  |  | 121824
| 121-82-4 | Water | Hexahydro-1,3,5-trinitro-1,3,5-triazine (RDX) | 8321B | [10 empty] | Hexahydro-1,3,5-trinitro-1,3,5-triazine (RDX) | Hexahydro-1,3,5-trinitro-1,3,5-triazine (RDX) |  |  | 121824
| 121-82-4 | Soil | Hexahydro-1,3,5-trinitro-1,3,5-triazine (RDX) | 8330A | [10 empty] | Hexahydro-1,3,5-trinitro-1,3,5-triazine (RDX) | Hexahydro-1,3,5-trinitro-1,3,5-triazine (RDX) |  |  | 121824
| 121-82-4 | Water | Hexahydro-1,3,5-trinitro-1,3,5-triazine (RDX) | 8330A | [10 empty] | Hexahydro-1,3,5-trinitro-1,3,5-triazine (RDX) | Hexahydro-1,3,5-trinitro-1,3,5-triazine (RDX) |  |  | 121824
| 121-82-4 | Soil | Hexahydro-1,3,5-trinitro-1,3,5-triazine (RDX) | 8330B | [10 empty] | Hexahydro-1,3,5-trinitro-1,3,5-triazine (RDX) | Hexahydro-1,3,5-trinitro-1,3,5-triazine (RDX) |  |  | 121824
| 121-82-4 | Water | Hexahydro-1,3,5-trinitro-1,3,5-triazine (RDX) | 8330B | [10 empty] | Hexahydro-1,3,5-trinitro-1,3,5-triazine (RDX) | Hexahydro-1,3,5-trinitro-1,3,5-triazine (RDX) |  |  | 121824
| 110-54-3 | Soil | Hexane, N- | 8260C | [10 empty] | n-Hexane | Hexane |  | n-Hexane | 110543
| 110-54-3 | Water | Hexane, N- | 8260C | [10 empty] | n-Hexane | Hexane |  | n-Hexane | 110543
| 110-54-3 | Soil | Hexane, N- | 8260D | [10 empty] | n-Hexane | Hexane |  | n-Hexane | 110543
| 110-54-3 | Water | Hexane, N- | 8260D | [10 empty] | n-Hexane | Hexane |  | n-Hexane | 110543
| 110-54-3 | Air | Hexane, N- | TO-15 | [10 empty] | n-Hexane | Hexane |  | n-Hexane | 110543
| 110-54-3 | Air | Hexane, N- | TO-15 SIM | [10 empty] | n-Hexane | Hexane |  | n-Hexane | 110543
| 110-54-3 | Air | Hexane, N- | TO-3 | [10 empty] | n-Hexane | Hexane |  | n-Hexane | 110543
| 591-78-6 | Water | Hexanone, 2- | 524.2 | [10 empty] | 2-Hexanone
| 591-78-6 | Soil | Hexanone, 2- | 624 | [10 empty] | 2-Hexanone | 2-Hexanone |  | 2-Hexanone | 591786
| 591-78-6 | Water | Hexanone, 2- | 624 | [10 empty] | 2-Hexanone | 2-Hexanone |  | 2-Hexanone | 591786
| 591-78-6 | Soil | Hexanone, 2- | 624.1 | [10 empty] | 2-Hexanone | 2-Hexanone |  | 2-Hexanone | 591786
| 591-78-6 | Water | Hexanone, 2- | 624.1 | [10 empty] | 2-Hexanone | 2-Hexanone |  | 2-Hexanone | 591786
| 591-78-6 | Soil | Hexanone, 2- | 8260C | [10 empty] | 2-Hexanone | 2-Hexanone |  | 2-Hexanone | 591786
| 591-78-6 | Water | Hexanone, 2- | 8260C | [10 empty] | 2-Hexanone | 2-Hexanone |  | 2-Hexanone | 591786
| 591-78-6 | Soil | Hexanone, 2- | 8260C-SIM | [10 empty] | 2-Hexanone | 2-Hexanone |  | 2-Hexanone | 591786
| 591-78-6 | Water | Hexanone, 2- | 8260C-SIM | [10 empty] | 2-Hexanone | 2-Hexanone |  | 2-Hexanone | 591786
| 591-78-6 | Soil | Hexanone, 2- | 8260D | [10 empty] | 2-Hexanone | 2-Hexanone |  | 2-Hexanone | 591786
| 591-78-6 | Water | Hexanone, 2- | 8260D | [10 empty] | 2-Hexanone | 2-Hexanone |  | 2-Hexanone | 591786
| 591-78-6 | Soil | Hexanone, 2- | 8260D-SIM | [10 empty] | 2-Hexanone | 2-Hexanone |  | 2-Hexanone | 591786
| 591-78-6 | Water | Hexanone, 2- | 8260D-SIM | [10 empty] | 2-Hexanone | 2-Hexanone |  | 2-Hexanone | 591786
| 591-78-6 | Air | Hexanone, 2- | TO-15 | [10 empty] | 2-Hexanone | 2-Hexanone |  | 2-Hexanone | 591786
| 591-78-6 | Air | Hexanone, 2- | TO-15 SIM | [10 empty] | 2-Hexanone | 2-Hexanone |  | 2-Hexanone | 591786
| 35822-46-9 | Soil | HPCDD, 1,2,3,4,6,7,8- | 8290 | [10 empty] | 1,2,3,4,6,7,8-HPCDD |  | 9426 1,2,3,4,6,7,8-Heptachlorodibenzo-p-dioxin (1,2,3,4,6,7,8-hpcdd) | 1,2,3,4,6,7,8-Heptachlorodibenzo-p-dioxin (1,2,3,4,6,7,8-hpcdd) | 35822469
| 35822-46-9 | Water | HPCDD, 1,2,3,4,6,7,8- | 8290 | [10 empty] | 1,2,3,4,6,7,8-HPCDD |  | 9426 1,2,3,4,6,7,8-Heptachlorodibenzo-p-dioxin (1,2,3,4,6,7,8-hpcdd) | 1,2,3,4,6,7,8-Heptachlorodibenzo-p-dioxin (1,2,3,4,6,7,8-hpcdd) | 35822469
| 35822-46-9 | Soil | HPCDD, 1,2,3,4,6,7,8- | 1613B | [10 empty] | 1,2,3,4,6,7,8-HPCDD |  | 9426 1,2,3,4,6,7,8-Heptachlorodibenzo-p-dioxin (1,2,3,4,6,7,8-hpcdd) | 1,2,3,4,6,7,8-Heptachlorodibenzo-p-dioxin (1,2,3,4,6,7,8-hpcdd) | 35822469
| 35822-46-9 | Water | HPCDD, 1,2,3,4,6,7,8- | 1613B | [10 empty] | 1,2,3,4,6,7,8-HPCDD |  | 9426 1,2,3,4,6,7,8-Heptachlorodibenzo-p-dioxin (1,2,3,4,6,7,8-hpcdd) | 1,2,3,4,6,7,8-Heptachlorodibenzo-p-dioxin (1,2,3,4,6,7,8-hpcdd) | 35822469
| 35822-46-9 | Soil | HPCDD, 1,2,3,4,6,7,8- | 8280A | [10 empty] | 1,2,3,4,6,7,8-HPCDD |  | 9426 1,2,3,4,6,7,8-Heptachlorodibenzo-p-dioxin (1,2,3,4,6,7,8-hpcdd) | 1,2,3,4,6,7,8-Heptachlorodibenzo-p-dioxin (1,2,3,4,6,7,8-hpcdd) | 35822469
| 35822-46-9 | Water | HPCDD, 1,2,3,4,6,7,8- | 8280A | [10 empty] | 1,2,3,4,6,7,8-HPCDD |  | 9426 1,2,3,4,6,7,8-Heptachlorodibenzo-p-dioxin (1,2,3,4,6,7,8-hpcdd) | 1,2,3,4,6,7,8-Heptachlorodibenzo-p-dioxin (1,2,3,4,6,7,8-hpcdd) | 35822469
| 35822-46-9 | Soil | HPCDD, 1,2,3,4,6,7,8- | 8280B | [10 empty] | 1,2,3,4,6,7,8-HPCDD |  | 9426 1,2,3,4,6,7,8-Heptachlorodibenzo-p-dioxin (1,2,3,4,6,7,8-hpcdd) | 1,2,3,4,6,7,8-Heptachlorodibenzo-p-dioxin (1,2,3,4,6,7,8-hpcdd) | 35822469
| 35822-46-9 | Water | HPCDD, 1,2,3,4,6,7,8- | 8280B | [10 empty] | 1,2,3,4,6,7,8-HPCDD |  | 9426 1,2,3,4,6,7,8-Heptachlorodibenzo-p-dioxin (1,2,3,4,6,7,8-hpcdd) | 1,2,3,4,6,7,8-Heptachlorodibenzo-p-dioxin (1,2,3,4,6,7,8-hpcdd) | 35822469
| 35822-46-9 | Soil | HPCDD, 1,2,3,4,6,7,8- | 8290A | [10 empty] | 1,2,3,4,6,7,8-HPCDD |  | 9426 1,2,3,4,6,7,8-Heptachlorodibenzo-p-dioxin (1,2,3,4,6,7,8-hpcdd) | 1,2,3,4,6,7,8-Heptachlorodibenzo-p-dioxin (1,2,3,4,6,7,8-hpcdd) | 35822469
| 35822-46-9 | Water | HPCDD, 1,2,3,4,6,7,8- | 8290A | [10 empty] | 1,2,3,4,6,7,8-HPCDD |  | 9426 1,2,3,4,6,7,8-Heptachlorodibenzo-p-dioxin (1,2,3,4,6,7,8-hpcdd) | 1,2,3,4,6,7,8-Heptachlorodibenzo-p-dioxin (1,2,3,4,6,7,8-hpcdd) | 35822469
| 35822-46-9 | Air | HPCDD, 1,2,3,4,6,7,8- | TO-9A | [10 empty] | 1,2,3,4,6,7,8-HPCDD |  | 9426 1,2,3,4,6,7,8-Heptachlorodibenzo-p-dioxin (1,2,3,4,6,7,8-hpcdd) | 1,2,3,4,6,7,8-Heptachlorodibenzo-p-dioxin (1,2,3,4,6,7,8-hpcdd) | 35822469
| 37871-00-4 | Soil | HpCDD, Total | 8290 | [10 empty] | Total HpCDD |  | 9438 Hpcdd, total | Total HpCDD | 37871004
| 37871-00-4 | Water | HpCDD, Total | 8290 | [10 empty] | Total HpCDD |  | 9438 Hpcdd, total | Total HpCDD | 37871004
| 37871-00-4 | Soil | HpCDD, Total | 1613B | [10 empty] | Total HpCDD |  | 9438 Hpcdd, total | Total HpCDD | 37871004
| 37871-00-4 | Water | HpCDD, Total | 1613B | [10 empty] | Total HpCDD |  | 9438 Hpcdd, total | Total HpCDD | 37871004
| 37871-00-4 | Soil | HpCDD, Total | 8280A | [10 empty] | Total HpCDD |  | 9438 Hpcdd, total | Total HpCDD | 37871004
| 37871-00-4 | Water | HpCDD, Total | 8280A | [10 empty] | Total HpCDD |  | 9438 Hpcdd, total | Total HpCDD | 37871004
| 37871-00-4 | Soil | HpCDD, Total | 8280B | [10 empty] | Total HpCDD |  | 9438 Hpcdd, total | Total HpCDD | 37871004
| 37871-00-4 | Water | HpCDD, Total | 8280B | [10 empty] | Total HpCDD |  | 9438 Hpcdd, total | Total HpCDD | 37871004
| 37871-00-4 | Soil | HpCDD, Total | 8290A | [10 empty] | Total HpCDD |  | 9438 Hpcdd, total | Total HpCDD | 37871004
| 37871-00-4 | Water | HpCDD, Total | 8290A | [10 empty] | Total HpCDD |  | 9438 Hpcdd, total | Total HpCDD | 37871004
| 37871-00-4 | Air | HpCDD, Total | TO-9A | [10 empty] | Total HpCDD |  | 9438 Hpcdd, total | Total HpCDD | 37871004
| 67562-39-4 | Soil | HPCDF, 1,2,3,4,6,7,8- | 8290 | [10 empty] | 1,2,3,4,6,7,8-HPCDF |  | 9420 1,2,3,4,6,7,8-Heptachlorodibenzofuran (1,2,3,4,6,7,8-hpcdf) | 1,2,3,4,6,7,8-Heptachlorodibenzofuran (1,2,3,4,6,7,8-hpcdf) | 67562394
| 67562-39-4 | Water | HPCDF, 1,2,3,4,6,7,8- | 8290 | [10 empty] | 1,2,3,4,6,7,8-HPCDF |  | 9420 1,2,3,4,6,7,8-Heptachlorodibenzofuran (1,2,3,4,6,7,8-hpcdf) | 1,2,3,4,6,7,8-Heptachlorodibenzofuran (1,2,3,4,6,7,8-hpcdf) | 67562394
| 67562-39-4 | Soil | HPCDF, 1,2,3,4,6,7,8- | 1613B | [10 empty] | 1,2,3,4,6,7,8-HPCDF |  | 9420 1,2,3,4,6,7,8-Heptachlorodibenzofuran (1,2,3,4,6,7,8-hpcdf) | 1,2,3,4,6,7,8-Heptachlorodibenzofuran (1,2,3,4,6,7,8-hpcdf) | 67562394
| 67562-39-4 | Water | HPCDF, 1,2,3,4,6,7,8- | 1613B | [10 empty] | 1,2,3,4,6,7,8-HPCDF |  | 9420 1,2,3,4,6,7,8-Heptachlorodibenzofuran (1,2,3,4,6,7,8-hpcdf) | 1,2,3,4,6,7,8-Heptachlorodibenzofuran (1,2,3,4,6,7,8-hpcdf) | 67562394
| 67562-39-4 | Soil | HPCDF, 1,2,3,4,6,7,8- | 8280A | [10 empty] | 1,2,3,4,6,7,8-HPCDF |  | 9420 1,2,3,4,6,7,8-Heptachlorodibenzofuran (1,2,3,4,6,7,8-hpcdf) | 1,2,3,4,6,7,8-Heptachlorodibenzofuran (1,2,3,4,6,7,8-hpcdf) | 67562394
| 67562-39-4 | Water | HPCDF, 1,2,3,4,6,7,8- | 8280A | [10 empty] | 1,2,3,4,6,7,8-HPCDF |  | 9420 1,2,3,4,6,7,8-Heptachlorodibenzofuran (1,2,3,4,6,7,8-hpcdf) | 1,2,3,4,6,7,8-Heptachlorodibenzofuran (1,2,3,4,6,7,8-hpcdf) | 67562394
| 67562-39-4 | Soil | HPCDF, 1,2,3,4,6,7,8- | 8280B | [10 empty] | 1,2,3,4,6,7,8-HPCDF |  | 9420 1,2,3,4,6,7,8-Heptachlorodibenzofuran (1,2,3,4,6,7,8-hpcdf) | 1,2,3,4,6,7,8-Heptachlorodibenzofuran (1,2,3,4,6,7,8-hpcdf) | 67562394
| 67562-39-4 | Water | HPCDF, 1,2,3,4,6,7,8- | 8280B | [10 empty] | 1,2,3,4,6,7,8-HPCDF |  | 9420 1,2,3,4,6,7,8-Heptachlorodibenzofuran (1,2,3,4,6,7,8-hpcdf) | 1,2,3,4,6,7,8-Heptachlorodibenzofuran (1,2,3,4,6,7,8-hpcdf) | 67562394
| 67562-39-4 | Soil | HPCDF, 1,2,3,4,6,7,8- | 8290A | [10 empty] | 1,2,3,4,6,7,8-HPCDF |  | 9420 1,2,3,4,6,7,8-Heptachlorodibenzofuran (1,2,3,4,6,7,8-hpcdf) | 1,2,3,4,6,7,8-Heptachlorodibenzofuran (1,2,3,4,6,7,8-hpcdf) | 67562394
| 67562-39-4 | Water | HPCDF, 1,2,3,4,6,7,8- | 8290A | [10 empty] | 1,2,3,4,6,7,8-HPCDF |  | 9420 1,2,3,4,6,7,8-Heptachlorodibenzofuran (1,2,3,4,6,7,8-hpcdf) | 1,2,3,4,6,7,8-Heptachlorodibenzofuran (1,2,3,4,6,7,8-hpcdf) | 67562394
| 67562-39-4 | Air | HPCDF, 1,2,3,4,6,7,8- | TO-9A | [10 empty] | 1,2,3,4,6,7,8-HPCDF |  | 9420 1,2,3,4,6,7,8-Heptachlorodibenzofuran (1,2,3,4,6,7,8-hpcdf) | 1,2,3,4,6,7,8-Heptachlorodibenzofuran (1,2,3,4,6,7,8-hpcdf) | 67562394
| 55673-89-7 | Soil | HPCDF, 1,2,3,4,7,8,9- | 8290 | [10 empty] | 1,2,3,4,7,8,9-HPCDF |  | 9423 1,2,3,4,7,8,9-Heptachlorodibenzofuran (1,2,3,4,7,8,9-hpcdf) | 1,2,3,4,7,8,9-Heptachlorodibenzofuran (1,2,3,4,7,8,9-hpcdf) | 55673897
| 55673-89-7 | Water | HPCDF, 1,2,3,4,7,8,9- | 8290 | [10 empty] | 1,2,3,4,7,8,9-HPCDF |  | 9423 1,2,3,4,7,8,9-Heptachlorodibenzofuran (1,2,3,4,7,8,9-hpcdf) | 1,2,3,4,7,8,9-Heptachlorodibenzofuran (1,2,3,4,7,8,9-hpcdf) | 55673897
| 55673-89-7 | Soil | HPCDF, 1,2,3,4,7,8,9- | 1613B | [10 empty] | 1,2,3,4,7,8,9-HPCDF |  | 9423 1,2,3,4,7,8,9-Heptachlorodibenzofuran (1,2,3,4,7,8,9-hpcdf) | 1,2,3,4,7,8,9-Heptachlorodibenzofuran (1,2,3,4,7,8,9-hpcdf) | 55673897
| 55673-89-7 | Water | HPCDF, 1,2,3,4,7,8,9- | 1613B | [10 empty] | 1,2,3,4,7,8,9-HPCDF |  | 9423 1,2,3,4,7,8,9-Heptachlorodibenzofuran (1,2,3,4,7,8,9-hpcdf) | 1,2,3,4,7,8,9-Heptachlorodibenzofuran (1,2,3,4,7,8,9-hpcdf) | 55673897
| 55673-89-7 | Soil | HPCDF, 1,2,3,4,7,8,9- | 8280A | [10 empty] | 1,2,3,4,7,8,9-HPCDF |  | 9423 1,2,3,4,7,8,9-Heptachlorodibenzofuran (1,2,3,4,7,8,9-hpcdf) | 1,2,3,4,7,8,9-Heptachlorodibenzofuran (1,2,3,4,7,8,9-hpcdf) | 55673897
| 55673-89-7 | Water | HPCDF, 1,2,3,4,7,8,9- | 8280A | [10 empty] | 1,2,3,4,7,8,9-HPCDF |  | 9423 1,2,3,4,7,8,9-Heptachlorodibenzofuran (1,2,3,4,7,8,9-hpcdf) | 1,2,3,4,7,8,9-Heptachlorodibenzofuran (1,2,3,4,7,8,9-hpcdf) | 55673897
| 55673-89-7 | Soil | HPCDF, 1,2,3,4,7,8,9- | 8280B | [10 empty] | 1,2,3,4,7,8,9-HPCDF |  | 9423 1,2,3,4,7,8,9-Heptachlorodibenzofuran (1,2,3,4,7,8,9-hpcdf) | 1,2,3,4,7,8,9-Heptachlorodibenzofuran (1,2,3,4,7,8,9-hpcdf) | 55673897
| 55673-89-7 | Water | HPCDF, 1,2,3,4,7,8,9- | 8280B | [10 empty] | 1,2,3,4,7,8,9-HPCDF |  | 9423 1,2,3,4,7,8,9-Heptachlorodibenzofuran (1,2,3,4,7,8,9-hpcdf) | 1,2,3,4,7,8,9-Heptachlorodibenzofuran (1,2,3,4,7,8,9-hpcdf) | 55673897
| 55673-89-7 | Soil | HPCDF, 1,2,3,4,7,8,9- | 8290A | [10 empty] | 1,2,3,4,7,8,9-HPCDF |  | 9423 1,2,3,4,7,8,9-Heptachlorodibenzofuran (1,2,3,4,7,8,9-hpcdf) | 1,2,3,4,7,8,9-Heptachlorodibenzofuran (1,2,3,4,7,8,9-hpcdf) | 55673897
| 55673-89-7 | Water | HPCDF, 1,2,3,4,7,8,9- | 8290A | [10 empty] | 1,2,3,4,7,8,9-HPCDF |  | 9423 1,2,3,4,7,8,9-Heptachlorodibenzofuran (1,2,3,4,7,8,9-hpcdf) | 1,2,3,4,7,8,9-Heptachlorodibenzofuran (1,2,3,4,7,8,9-hpcdf) | 55673897
| 55673-89-7 | Air | HPCDF, 1,2,3,4,7,8,9- | TO-9A | [10 empty] | 1,2,3,4,7,8,9-HPCDF |  | 9423 1,2,3,4,7,8,9-Heptachlorodibenzofuran (1,2,3,4,7,8,9-hpcdf) | 1,2,3,4,7,8,9-Heptachlorodibenzofuran (1,2,3,4,7,8,9-hpcdf) | 55673897
| 38998-75-3 | Soil | HpCDF, Total | 8290 | [10 empty] | Total HpCDF |  | 9444 Hpcdf, total | Total HpCDF | 38998753
| 38998-75-3 | Water | HpCDF, Total | 8290 | [10 empty] | Total HpCDF |  | 9444 Hpcdf, total | Total HpCDF | 38998753
| 38998-75-3 | Soil | HpCDF, Total | 1613B | [10 empty] | Total HpCDF |  | 9444 Hpcdf, total | Total HpCDF | 38998753
| 38998-75-3 | Water | HpCDF, Total | 1613B | [10 empty] | Total HpCDF |  | 9444 Hpcdf, total | Total HpCDF | 38998753
| 38998-75-3 | Soil | HpCDF, Total | 8290A | [10 empty] | Total HpCDF |  | 9444 Hpcdf, total | Total HpCDF | 38998753
| 38998-75-3 | Water | HpCDF, Total | 8290A | [10 empty] | Total HpCDF |  | 9444 Hpcdf, total | Total HpCDF | 38998753
| 38998-75-3 | Air | HpCDF, Total | TO-9A | [10 empty] | Total HpCDF |  | 9444 Hpcdf, total | Total HpCDF | 38998753
| 39227-28-6 | Soil | HXCDD, 1,2,3,4,7,8- | 8290 | [10 empty] | 1,2,3,4,7,8-HXCDD |  | 9453 1,2,3,4,7,8-Hexachlorodibenzo-p-dioxin (1,2,3,4,7,8-Hxcdd) | 1,2,3,4,7,8-Hexachlorodibenzo-p-dioxin (1,2,3,4,7,8-Hxcdd) | 39227286
| 39227-28-6 | Water | HXCDD, 1,2,3,4,7,8- | 8290 | [10 empty] | 1,2,3,4,7,8-HXCDD |  | 9453 1,2,3,4,7,8-Hexachlorodibenzo-p-dioxin (1,2,3,4,7,8-Hxcdd) | 1,2,3,4,7,8-Hexachlorodibenzo-p-dioxin (1,2,3,4,7,8-Hxcdd) | 39227286
| 39227-28-6 | Soil | HXCDD, 1,2,3,4,7,8- | 1613B | [10 empty] | 1,2,3,4,7,8-HXCDD |  | 9453 1,2,3,4,7,8-Hexachlorodibenzo-p-dioxin (1,2,3,4,7,8-Hxcdd) | 1,2,3,4,7,8-Hexachlorodibenzo-p-dioxin (1,2,3,4,7,8-Hxcdd) | 39227286
| 39227-28-6 | Water | HXCDD, 1,2,3,4,7,8- | 1613B | [10 empty] | 1,2,3,4,7,8-HXCDD |  | 9453 1,2,3,4,7,8-Hexachlorodibenzo-p-dioxin (1,2,3,4,7,8-Hxcdd) | 1,2,3,4,7,8-Hexachlorodibenzo-p-dioxin (1,2,3,4,7,8-Hxcdd) | 39227286
| 39227-28-6 | Soil | HXCDD, 1,2,3,4,7,8- | 8280A | [10 empty] | 1,2,3,4,7,8-HXCDD |  | 9453 1,2,3,4,7,8-Hexachlorodibenzo-p-dioxin (1,2,3,4,7,8-Hxcdd) | 1,2,3,4,7,8-Hexachlorodibenzo-p-dioxin (1,2,3,4,7,8-Hxcdd) | 39227286
| 39227-28-6 | Water | HXCDD, 1,2,3,4,7,8- | 8280A | [10 empty] | 1,2,3,4,7,8-HXCDD |  | 9453 1,2,3,4,7,8-Hexachlorodibenzo-p-dioxin (1,2,3,4,7,8-Hxcdd) | 1,2,3,4,7,8-Hexachlorodibenzo-p-dioxin (1,2,3,4,7,8-Hxcdd) | 39227286
| 39227-28-6 | Soil | HXCDD, 1,2,3,4,7,8- | 8280B | [10 empty] | 1,2,3,4,7,8-HXCDD |  | 9453 1,2,3,4,7,8-Hexachlorodibenzo-p-dioxin (1,2,3,4,7,8-Hxcdd) | 1,2,3,4,7,8-Hexachlorodibenzo-p-dioxin (1,2,3,4,7,8-Hxcdd) | 39227286
| 39227-28-6 | Water | HXCDD, 1,2,3,4,7,8- | 8280B | [10 empty] | 1,2,3,4,7,8-HXCDD |  | 9453 1,2,3,4,7,8-Hexachlorodibenzo-p-dioxin (1,2,3,4,7,8-Hxcdd) | 1,2,3,4,7,8-Hexachlorodibenzo-p-dioxin (1,2,3,4,7,8-Hxcdd) | 39227286
| 39227-28-6 | Soil | HXCDD, 1,2,3,4,7,8- | 8290A | [10 empty] | 1,2,3,4,7,8-HXCDD |  | 9453 1,2,3,4,7,8-Hexachlorodibenzo-p-dioxin (1,2,3,4,7,8-Hxcdd) | 1,2,3,4,7,8-Hexachlorodibenzo-p-dioxin (1,2,3,4,7,8-Hxcdd) | 39227286
| 39227-28-6 | Water | HXCDD, 1,2,3,4,7,8- | 8290A | [10 empty] | 1,2,3,4,7,8-HXCDD |  | 9453 1,2,3,4,7,8-Hexachlorodibenzo-p-dioxin (1,2,3,4,7,8-Hxcdd) | 1,2,3,4,7,8-Hexachlorodibenzo-p-dioxin (1,2,3,4,7,8-Hxcdd) | 39227286
| 39227-28-6 | Air | HXCDD, 1,2,3,4,7,8- | TO-9A | [10 empty] | 1,2,3,4,7,8-HXCDD |  | 9453 1,2,3,4,7,8-Hexachlorodibenzo-p-dioxin (1,2,3,4,7,8-Hxcdd) | 1,2,3,4,7,8-Hexachlorodibenzo-p-dioxin (1,2,3,4,7,8-Hxcdd) | 39227286
| 57653-85-7 | Soil | HXCDD, 1,2,3,6,7,8- | 8290 | [10 empty] | 1,2,3,6,7,8-HXCDD |  | 9456 1,2,3,6,7,8-Hexachlorodibenzo-p-dioxin (1,2,3,6,7,8-Hxcdd) | 1,2,3,6,7,8-Hexachlorodibenzo-p-dioxin (1,2,3,6,7,8-Hxcdd) | 57653857
| 57653-85-7 | Water | HXCDD, 1,2,3,6,7,8- | 8290 | [10 empty] | 1,2,3,6,7,8-HXCDD |  | 9456 1,2,3,6,7,8-Hexachlorodibenzo-p-dioxin (1,2,3,6,7,8-Hxcdd) | 1,2,3,6,7,8-Hexachlorodibenzo-p-dioxin (1,2,3,6,7,8-Hxcdd) | 57653857
| 57653-85-7 | Soil | HXCDD, 1,2,3,6,7,8- | 1613B | [10 empty] | 1,2,3,6,7,8-HXCDD |  | 9456 1,2,3,6,7,8-Hexachlorodibenzo-p-dioxin (1,2,3,6,7,8-Hxcdd) | 1,2,3,6,7,8-Hexachlorodibenzo-p-dioxin (1,2,3,6,7,8-Hxcdd) | 57653857
| 57653-85-7 | Water | HXCDD, 1,2,3,6,7,8- | 1613B | [10 empty] | 1,2,3,6,7,8-HXCDD |  | 9456 1,2,3,6,7,8-Hexachlorodibenzo-p-dioxin (1,2,3,6,7,8-Hxcdd) | 1,2,3,6,7,8-Hexachlorodibenzo-p-dioxin (1,2,3,6,7,8-Hxcdd) | 57653857
| 57653-85-7 | Soil | HXCDD, 1,2,3,6,7,8- | 8280A | [10 empty] | 1,2,3,6,7,8-HXCDD |  | 9456 1,2,3,6,7,8-Hexachlorodibenzo-p-dioxin (1,2,3,6,7,8-Hxcdd) | 1,2,3,6,7,8-Hexachlorodibenzo-p-dioxin (1,2,3,6,7,8-Hxcdd) | 57653857
| 57653-85-7 | Water | HXCDD, 1,2,3,6,7,8- | 8280A | [10 empty] | 1,2,3,6,7,8-HXCDD |  | 9456 1,2,3,6,7,8-Hexachlorodibenzo-p-dioxin (1,2,3,6,7,8-Hxcdd) | 1,2,3,6,7,8-Hexachlorodibenzo-p-dioxin (1,2,3,6,7,8-Hxcdd) | 57653857
| 57653-85-7 | Soil | HXCDD, 1,2,3,6,7,8- | 8280B | [10 empty] | 1,2,3,6,7,8-HXCDD |  | 9456 1,2,3,6,7,8-Hexachlorodibenzo-p-dioxin (1,2,3,6,7,8-Hxcdd) | 1,2,3,6,7,8-Hexachlorodibenzo-p-dioxin (1,2,3,6,7,8-Hxcdd) | 57653857
| 57653-85-7 | Water | HXCDD, 1,2,3,6,7,8- | 8280B | [10 empty] | 1,2,3,6,7,8-HXCDD |  | 9456 1,2,3,6,7,8-Hexachlorodibenzo-p-dioxin (1,2,3,6,7,8-Hxcdd) | 1,2,3,6,7,8-Hexachlorodibenzo-p-dioxin (1,2,3,6,7,8-Hxcdd) | 57653857
| 57653-85-7 | Soil | HXCDD, 1,2,3,6,7,8- | 8290A | [10 empty] | 1,2,3,6,7,8-HXCDD |  | 9456 1,2,3,6,7,8-Hexachlorodibenzo-p-dioxin (1,2,3,6,7,8-Hxcdd) | 1,2,3,6,7,8-Hexachlorodibenzo-p-dioxin (1,2,3,6,7,8-Hxcdd) | 57653857
| 57653-85-7 | Water | HXCDD, 1,2,3,6,7,8- | 8290A | [10 empty] | 1,2,3,6,7,8-HXCDD |  | 9456 1,2,3,6,7,8-Hexachlorodibenzo-p-dioxin (1,2,3,6,7,8-Hxcdd) | 1,2,3,6,7,8-Hexachlorodibenzo-p-dioxin (1,2,3,6,7,8-Hxcdd) | 57653857
| 57653-85-7 | Air | HXCDD, 1,2,3,6,7,8- | TO-9A | [10 empty] | 1,2,3,6,7,8-HXCDD |  | 9456 1,2,3,6,7,8-Hexachlorodibenzo-p-dioxin (1,2,3,6,7,8-Hxcdd) | 1,2,3,6,7,8-Hexachlorodibenzo-p-dioxin (1,2,3,6,7,8-Hxcdd) | 57653857
| 19408-74-3 | Soil | HXCDD, 1,2,3,7,8,9- | 8290 | [10 empty] | 1,2,3,7,8,9-HXCDD |  | 9459 1,2,3,7,8,9-Hexachlorodibenzo-p-dioxin (1,2,3,7,8,9-Hxcdd) | 1,2,3,7,8,9-Hexachlorodibenzo-p-dioxin (1,2,3,7,8,9-Hxcdd) | 19408743
| 19408-74-3 | Water | HXCDD, 1,2,3,7,8,9- | 8290 | [10 empty] | 1,2,3,7,8,9-HXCDD |  | 9459 1,2,3,7,8,9-Hexachlorodibenzo-p-dioxin (1,2,3,7,8,9-Hxcdd) | 1,2,3,7,8,9-Hexachlorodibenzo-p-dioxin (1,2,3,7,8,9-Hxcdd) | 19408743
| 19408-74-3 | Soil | HXCDD, 1,2,3,7,8,9- | 1613B | [10 empty] | 1,2,3,7,8,9-HXCDD |  | 9459 1,2,3,7,8,9-Hexachlorodibenzo-p-dioxin (1,2,3,7,8,9-Hxcdd) | 1,2,3,7,8,9-Hexachlorodibenzo-p-dioxin (1,2,3,7,8,9-Hxcdd) | 19408743
| 19408-74-3 | Water | HXCDD, 1,2,3,7,8,9- | 1613B | [10 empty] | 1,2,3,7,8,9-HXCDD |  | 9459 1,2,3,7,8,9-Hexachlorodibenzo-p-dioxin (1,2,3,7,8,9-Hxcdd) | 1,2,3,7,8,9-Hexachlorodibenzo-p-dioxin (1,2,3,7,8,9-Hxcdd) | 19408743
| 19408-74-3 | Soil | HXCDD, 1,2,3,7,8,9- | 8280A | [10 empty] | 1,2,3,7,8,9-HXCDD |  | 9459 1,2,3,7,8,9-Hexachlorodibenzo-p-dioxin (1,2,3,7,8,9-Hxcdd) | 1,2,3,7,8,9-Hexachlorodibenzo-p-dioxin (1,2,3,7,8,9-Hxcdd) | 19408743
| 19408-74-3 | Water | HXCDD, 1,2,3,7,8,9- | 8280A | [10 empty] | 1,2,3,7,8,9-HXCDD |  | 9459 1,2,3,7,8,9-Hexachlorodibenzo-p-dioxin (1,2,3,7,8,9-Hxcdd) | 1,2,3,7,8,9-Hexachlorodibenzo-p-dioxin (1,2,3,7,8,9-Hxcdd) | 19408743
| 19408-74-3 | Soil | HXCDD, 1,2,3,7,8,9- | 8280B | [10 empty] | 1,2,3,7,8,9-HXCDD |  | 9459 1,2,3,7,8,9-Hexachlorodibenzo-p-dioxin (1,2,3,7,8,9-Hxcdd) | 1,2,3,7,8,9-Hexachlorodibenzo-p-dioxin (1,2,3,7,8,9-Hxcdd) | 19408743
| 19408-74-3 | Water | HXCDD, 1,2,3,7,8,9- | 8280B | [10 empty] | 1,2,3,7,8,9-HXCDD |  | 9459 1,2,3,7,8,9-Hexachlorodibenzo-p-dioxin (1,2,3,7,8,9-Hxcdd) | 1,2,3,7,8,9-Hexachlorodibenzo-p-dioxin (1,2,3,7,8,9-Hxcdd) | 19408743
| 19408-74-3 | Soil | HXCDD, 1,2,3,7,8,9- | 8290A | [10 empty] | 1,2,3,7,8,9-HXCDD |  | 9459 1,2,3,7,8,9-Hexachlorodibenzo-p-dioxin (1,2,3,7,8,9-Hxcdd) | 1,2,3,7,8,9-Hexachlorodibenzo-p-dioxin (1,2,3,7,8,9-Hxcdd) | 19408743
| 19408-74-3 | Water | HXCDD, 1,2,3,7,8,9- | 8290A | [10 empty] | 1,2,3,7,8,9-HXCDD |  | 9459 1,2,3,7,8,9-Hexachlorodibenzo-p-dioxin (1,2,3,7,8,9-Hxcdd) | 1,2,3,7,8,9-Hexachlorodibenzo-p-dioxin (1,2,3,7,8,9-Hxcdd) | 19408743
| 19408-74-3 | Air | HXCDD, 1,2,3,7,8,9- | TO-9A | [10 empty] | 1,2,3,7,8,9-HXCDD |  | 9459 1,2,3,7,8,9-Hexachlorodibenzo-p-dioxin (1,2,3,7,8,9-Hxcdd) | 1,2,3,7,8,9-Hexachlorodibenzo-p-dioxin (1,2,3,7,8,9-Hxcdd) | 19408743
| 34465-46-8 | Soil | HxCDD, Total | 8290 | [10 empty] | Total HxCDD |  | 9468 Hxcdd, total | Total HxCDD | 34465468
| 34465-46-8 | Water | HxCDD, Total | 8290 | [10 empty] | Total HxCDD |  | 9468 Hxcdd, total | Total HxCDD | 34465468
| 34465-46-8 | Soil | HxCDD, Total | 1613B | [10 empty] | Total HxCDD |  | 9468 Hxcdd, total | Total HxCDD | 34465468
| 34465-46-8 | Water | HxCDD, Total | 1613B | [10 empty] | Total HxCDD |  | 9468 Hxcdd, total | Total HxCDD | 34465468
| 34465-46-8 | Soil | HxCDD, Total | 8280A | [10 empty] | Total HxCDD |  | 9468 Hxcdd, total | Total HxCDD | 34465468
| 34465-46-8 | Water | HxCDD, Total | 8280A | [10 empty] | Total HxCDD |  | 9468 Hxcdd, total | Total HxCDD | 34465468
| 34465-46-8 | Soil | HxCDD, Total | 8280B | [10 empty] | Total HxCDD |  | 9468 Hxcdd, total | Total HxCDD | 34465468
| 34465-46-8 | Water | HxCDD, Total | 8280B | [10 empty] | Total HxCDD |  | 9468 Hxcdd, total | Total HxCDD | 34465468
| 34465-46-8 | Soil | HxCDD, Total | 8290A | [10 empty] | Total HxCDD |  | 9468 Hxcdd, total | Total HxCDD | 34465468
| 34465-46-8 | Water | HxCDD, Total | 8290A | [10 empty] | Total HxCDD |  | 9468 Hxcdd, total | Total HxCDD | 34465468
| 34465-46-8 | Air | HxCDD, Total | TO-9A | [10 empty] | Total HxCDD |  | 9468 Hxcdd, total | Total HxCDD | 34465468
| 70648-26-9 | Soil | HXCDF, 1,2,3,4,7,8- | 8290 | [10 empty] | 1,2,3,4,7,8-HXCDF |  | 9471 1,2,3,4,7,8-Hexachlorodibenzofuran (1,2,3,4,7,8-Hxcdf) | 1,2,3,4,7,8-Hexachlorodibenzofuran (1,2,3,4,7,8-Hxcdf) | 70648269
| 70648-26-9 | Water | HXCDF, 1,2,3,4,7,8- | 8290 | [10 empty] | 1,2,3,4,7,8-HXCDF |  | 9471 1,2,3,4,7,8-Hexachlorodibenzofuran (1,2,3,4,7,8-Hxcdf) | 1,2,3,4,7,8-Hexachlorodibenzofuran (1,2,3,4,7,8-Hxcdf) | 70648269
| 70648-26-9 | Soil | HXCDF, 1,2,3,4,7,8- | 1613B | [10 empty] | 1,2,3,4,7,8-HXCDF |  | 9471 1,2,3,4,7,8-Hexachlorodibenzofuran (1,2,3,4,7,8-Hxcdf) | 1,2,3,4,7,8-Hexachlorodibenzofuran (1,2,3,4,7,8-Hxcdf) | 70648269
| 70648-26-9 | Water | HXCDF, 1,2,3,4,7,8- | 1613B | [10 empty] | 1,2,3,4,7,8-HXCDF |  | 9471 1,2,3,4,7,8-Hexachlorodibenzofuran (1,2,3,4,7,8-Hxcdf) | 1,2,3,4,7,8-Hexachlorodibenzofuran (1,2,3,4,7,8-Hxcdf) | 70648269
| 70648-26-9 | Soil | HXCDF, 1,2,3,4,7,8- | 8280A | [10 empty] | 1,2,3,4,7,8-HXCDF |  | 9471 1,2,3,4,7,8-Hexachlorodibenzofuran (1,2,3,4,7,8-Hxcdf) | 1,2,3,4,7,8-Hexachlorodibenzofuran (1,2,3,4,7,8-Hxcdf) | 70648269
| 70648-26-9 | Water | HXCDF, 1,2,3,4,7,8- | 8280A | [10 empty] | 1,2,3,4,7,8-HXCDF |  | 9471 1,2,3,4,7,8-Hexachlorodibenzofuran (1,2,3,4,7,8-Hxcdf) | 1,2,3,4,7,8-Hexachlorodibenzofuran (1,2,3,4,7,8-Hxcdf) | 70648269
| 70648-26-9 | Soil | HXCDF, 1,2,3,4,7,8- | 8280B | [10 empty] | 1,2,3,4,7,8-HXCDF |  | 9471 1,2,3,4,7,8-Hexachlorodibenzofuran (1,2,3,4,7,8-Hxcdf) | 1,2,3,4,7,8-Hexachlorodibenzofuran (1,2,3,4,7,8-Hxcdf) | 70648269
| 70648-26-9 | Water | HXCDF, 1,2,3,4,7,8- | 8280B | [10 empty] | 1,2,3,4,7,8-HXCDF |  | 9471 1,2,3,4,7,8-Hexachlorodibenzofuran (1,2,3,4,7,8-Hxcdf) | 1,2,3,4,7,8-Hexachlorodibenzofuran (1,2,3,4,7,8-Hxcdf) | 70648269
| 70648-26-9 | Soil | HXCDF, 1,2,3,4,7,8- | 8290A | [10 empty] | 1,2,3,4,7,8-HXCDF |  | 9471 1,2,3,4,7,8-Hexachlorodibenzofuran (1,2,3,4,7,8-Hxcdf) | 1,2,3,4,7,8-Hexachlorodibenzofuran (1,2,3,4,7,8-Hxcdf) | 70648269
| 70648-26-9 | Water | HXCDF, 1,2,3,4,7,8- | 8290A | [10 empty] | 1,2,3,4,7,8-HXCDF |  | 9471 1,2,3,4,7,8-Hexachlorodibenzofuran (1,2,3,4,7,8-Hxcdf) | 1,2,3,4,7,8-Hexachlorodibenzofuran (1,2,3,4,7,8-Hxcdf) | 70648269
| 70648-26-9 | Air | HXCDF, 1,2,3,4,7,8- | TO-9A | [10 empty] | 1,2,3,4,7,8-HXCDF |  | 9471 1,2,3,4,7,8-Hexachlorodibenzofuran (1,2,3,4,7,8-Hxcdf) | 1,2,3,4,7,8-Hexachlorodibenzofuran (1,2,3,4,7,8-Hxcdf) | 70648269
| 57117-44-9 | Soil | HXCDF, 1,2,3,6,7,8- | 8290 | [10 empty] | 1,2,3,4,7,8-HXCDF |  | 9474 1,2,3,6,7,8-Hexachlorodibenzofuran (1,2,3,6,7,8-Hxcdf) | 1,2,3,6,7,8-Hexachlorodibenzofuran (1,2,3,6,7,8-Hxcdf) | 57117449
| 57117-44-9 | Water | HXCDF, 1,2,3,6,7,8- | 8290 | [10 empty] | 1,2,3,4,7,8-HXCDF |  | 9474 1,2,3,6,7,8-Hexachlorodibenzofuran (1,2,3,6,7,8-Hxcdf) | 1,2,3,6,7,8-Hexachlorodibenzofuran (1,2,3,6,7,8-Hxcdf) | 57117449
| 57117-44-9 | Soil | HXCDF, 1,2,3,6,7,8- | 1613B | [10 empty] | 1,2,3,4,7,8-HXCDF |  | 9474 1,2,3,6,7,8-Hexachlorodibenzofuran (1,2,3,6,7,8-Hxcdf) | 1,2,3,6,7,8-Hexachlorodibenzofuran (1,2,3,6,7,8-Hxcdf) | 57117449
| 57117-44-9 | Water | HXCDF, 1,2,3,6,7,8- | 1613B | [10 empty] | 1,2,3,4,7,8-HXCDF |  | 9474 1,2,3,6,7,8-Hexachlorodibenzofuran (1,2,3,6,7,8-Hxcdf) | 1,2,3,6,7,8-Hexachlorodibenzofuran (1,2,3,6,7,8-Hxcdf) | 57117449
| 57117-44-9 | Soil | HXCDF, 1,2,3,6,7,8- | 8280A | [10 empty] | 1,2,3,4,7,8-HXCDF |  | 9474 1,2,3,6,7,8-Hexachlorodibenzofuran (1,2,3,6,7,8-Hxcdf) | 1,2,3,6,7,8-Hexachlorodibenzofuran (1,2,3,6,7,8-Hxcdf) | 57117449
| 57117-44-9 | Water | HXCDF, 1,2,3,6,7,8- | 8280A | [10 empty] | 1,2,3,4,7,8-HXCDF |  | 9474 1,2,3,6,7,8-Hexachlorodibenzofuran (1,2,3,6,7,8-Hxcdf) | 1,2,3,6,7,8-Hexachlorodibenzofuran (1,2,3,6,7,8-Hxcdf) | 57117449
| 57117-44-9 | Soil | HXCDF, 1,2,3,6,7,8- | 8280B | [10 empty] | 1,2,3,4,7,8-HXCDF |  | 9474 1,2,3,6,7,8-Hexachlorodibenzofuran (1,2,3,6,7,8-Hxcdf) | 1,2,3,6,7,8-Hexachlorodibenzofuran (1,2,3,6,7,8-Hxcdf) | 57117449
| 57117-44-9 | Water | HXCDF, 1,2,3,6,7,8- | 8280B | [10 empty] | 1,2,3,4,7,8-HXCDF |  | 9474 1,2,3,6,7,8-Hexachlorodibenzofuran (1,2,3,6,7,8-Hxcdf) | 1,2,3,6,7,8-Hexachlorodibenzofuran (1,2,3,6,7,8-Hxcdf) | 57117449
| 57117-44-9 | Soil | HXCDF, 1,2,3,6,7,8- | 8290A | [10 empty] | 1,2,3,4,7,8-HXCDF |  | 9474 1,2,3,6,7,8-Hexachlorodibenzofuran (1,2,3,6,7,8-Hxcdf) | 1,2,3,6,7,8-Hexachlorodibenzofuran (1,2,3,6,7,8-Hxcdf) | 57117449
| 57117-44-9 | Water | HXCDF, 1,2,3,6,7,8- | 8290A | [10 empty] | 1,2,3,4,7,8-HXCDF |  | 9474 1,2,3,6,7,8-Hexachlorodibenzofuran (1,2,3,6,7,8-Hxcdf) | 1,2,3,6,7,8-Hexachlorodibenzofuran (1,2,3,6,7,8-Hxcdf) | 57117449
| 57117-44-9 | Air | HXCDF, 1,2,3,6,7,8- | TO-9A | [10 empty] | 1,2,3,4,7,8-HXCDF |  | 9474 1,2,3,6,7,8-Hexachlorodibenzofuran (1,2,3,6,7,8-Hxcdf) | 1,2,3,6,7,8-Hexachlorodibenzofuran (1,2,3,6,7,8-Hxcdf) | 57117449
| 72918-21-9 | Soil | HXCDF, 1,2,3,7,8,9- | 8290 | [10 empty] | 1,2,3,7,8,9-HXCDF |  | 9477 1,2,3,7,8,9-Hexachlorodibenzofuran (1,2,3,7,8,9-Hxcdf) | 1,2,3,7,8,9-Hexachlorodibenzofuran (1,2,3,7,8,9-Hxcdf) | 72918219
| 72918-21-9 | Water | HXCDF, 1,2,3,7,8,9- | 8290 | [10 empty] | 1,2,3,7,8,9-HXCDF |  | 9477 1,2,3,7,8,9-Hexachlorodibenzofuran (1,2,3,7,8,9-Hxcdf) | 1,2,3,7,8,9-Hexachlorodibenzofuran (1,2,3,7,8,9-Hxcdf) | 72918219
| 72918-21-9 | Soil | HXCDF, 1,2,3,7,8,9- | 1613B | [10 empty] | 1,2,3,7,8,9-HXCDF |  | 9477 1,2,3,7,8,9-Hexachlorodibenzofuran (1,2,3,7,8,9-Hxcdf) | 1,2,3,7,8,9-Hexachlorodibenzofuran (1,2,3,7,8,9-Hxcdf) | 72918219
| 72918-21-9 | Water | HXCDF, 1,2,3,7,8,9- | 1613B | [10 empty] | 1,2,3,7,8,9-HXCDF |  | 9477 1,2,3,7,8,9-Hexachlorodibenzofuran (1,2,3,7,8,9-Hxcdf) | 1,2,3,7,8,9-Hexachlorodibenzofuran (1,2,3,7,8,9-Hxcdf) | 72918219
| 72918-21-9 | Soil | HXCDF, 1,2,3,7,8,9- | 8280A | [10 empty] | 1,2,3,7,8,9-HXCDF |  | 9477 1,2,3,7,8,9-Hexachlorodibenzofuran (1,2,3,7,8,9-Hxcdf) | 1,2,3,7,8,9-Hexachlorodibenzofuran (1,2,3,7,8,9-Hxcdf) | 72918219
| 72918-21-9 | Water | HXCDF, 1,2,3,7,8,9- | 8280A | [10 empty] | 1,2,3,7,8,9-HXCDF |  | 9477 1,2,3,7,8,9-Hexachlorodibenzofuran (1,2,3,7,8,9-Hxcdf) | 1,2,3,7,8,9-Hexachlorodibenzofuran (1,2,3,7,8,9-Hxcdf) | 72918219
| 72918-21-9 | Soil | HXCDF, 1,2,3,7,8,9- | 8280B | [10 empty] | 1,2,3,7,8,9-HXCDF |  | 9477 1,2,3,7,8,9-Hexachlorodibenzofuran (1,2,3,7,8,9-Hxcdf) | 1,2,3,7,8,9-Hexachlorodibenzofuran (1,2,3,7,8,9-Hxcdf) | 72918219
| 72918-21-9 | Water | HXCDF, 1,2,3,7,8,9- | 8280B | [10 empty] | 1,2,3,7,8,9-HXCDF |  | 9477 1,2,3,7,8,9-Hexachlorodibenzofuran (1,2,3,7,8,9-Hxcdf) | 1,2,3,7,8,9-Hexachlorodibenzofuran (1,2,3,7,8,9-Hxcdf) | 72918219
| 72918-21-9 | Soil | HXCDF, 1,2,3,7,8,9- | 8290A | [10 empty] | 1,2,3,7,8,9-HXCDF |  | 9477 1,2,3,7,8,9-Hexachlorodibenzofuran (1,2,3,7,8,9-Hxcdf) | 1,2,3,7,8,9-Hexachlorodibenzofuran (1,2,3,7,8,9-Hxcdf) | 72918219
| 72918-21-9 | Water | HXCDF, 1,2,3,7,8,9- | 8290A | [10 empty] | 1,2,3,7,8,9-HXCDF |  | 9477 1,2,3,7,8,9-Hexachlorodibenzofuran (1,2,3,7,8,9-Hxcdf) | 1,2,3,7,8,9-Hexachlorodibenzofuran (1,2,3,7,8,9-Hxcdf) | 72918219
| 72918-21-9 | Air | HXCDF, 1,2,3,7,8,9- | TO-9A | [10 empty] | 1,2,3,7,8,9-HXCDF |  | 9477 1,2,3,7,8,9-Hexachlorodibenzofuran (1,2,3,7,8,9-Hxcdf) | 1,2,3,7,8,9-Hexachlorodibenzofuran (1,2,3,7,8,9-Hxcdf) | 72918219
| 60851-34-5 | Soil | HXCDF, 2,3,4,6,7,8- | 8290 | [10 empty] | 2,3,4,6,7,8-HXCDF |  | 9480 2,3,4,6,7,8-Hexachlorodibenzofuran | 2,3,4,6,7,8-Hexachlorodibenzofuran | 60851345
| 60851-34-5 | Water | HXCDF, 2,3,4,6,7,8- | 8290 | [10 empty] | 2,3,4,6,7,8-HXCDF |  | 9480 2,3,4,6,7,8-Hexachlorodibenzofuran | 2,3,4,6,7,8-Hexachlorodibenzofuran | 60851345
| 60851-34-5 | Soil | HXCDF, 2,3,4,6,7,8- | 1613B | [10 empty] | 2,3,4,6,7,8-HXCDF |  | 9480 2,3,4,6,7,8-Hexachlorodibenzofuran | 2,3,4,6,7,8-Hexachlorodibenzofuran | 60851345
| 60851-34-5 | Water | HXCDF, 2,3,4,6,7,8- | 1613B | [10 empty] | 2,3,4,6,7,8-HXCDF |  | 9480 2,3,4,6,7,8-Hexachlorodibenzofuran | 2,3,4,6,7,8-Hexachlorodibenzofuran | 60851345
| 60851-34-5 | Soil | HXCDF, 2,3,4,6,7,8- | 8280A | [10 empty] | 2,3,4,6,7,8-HXCDF |  | 9480 2,3,4,6,7,8-Hexachlorodibenzofuran | 2,3,4,6,7,8-Hexachlorodibenzofuran | 60851345
| 60851-34-5 | Water | HXCDF, 2,3,4,6,7,8- | 8280A | [10 empty] | 2,3,4,6,7,8-HXCDF |  | 9480 2,3,4,6,7,8-Hexachlorodibenzofuran | 2,3,4,6,7,8-Hexachlorodibenzofuran | 60851345
| 60851-34-5 | Soil | HXCDF, 2,3,4,6,7,8- | 8280B | [10 empty] | 2,3,4,6,7,8-HXCDF |  | 9480 2,3,4,6,7,8-Hexachlorodibenzofuran | 2,3,4,6,7,8-Hexachlorodibenzofuran | 60851345
| 60851-34-5 | Water | HXCDF, 2,3,4,6,7,8- | 8280B | [10 empty] | 2,3,4,6,7,8-HXCDF |  | 9480 2,3,4,6,7,8-Hexachlorodibenzofuran | 2,3,4,6,7,8-Hexachlorodibenzofuran | 60851345
| 60851-34-5 | Soil | HXCDF, 2,3,4,6,7,8- | 8290A | [10 empty] | 2,3,4,6,7,8-HXCDF |  | 9480 2,3,4,6,7,8-Hexachlorodibenzofuran | 2,3,4,6,7,8-Hexachlorodibenzofuran | 60851345
| 60851-34-5 | Water | HXCDF, 2,3,4,6,7,8- | 8290A | [10 empty] | 2,3,4,6,7,8-HXCDF |  | 9480 2,3,4,6,7,8-Hexachlorodibenzofuran | 2,3,4,6,7,8-Hexachlorodibenzofuran | 60851345
| 60851-34-5 | Air | HXCDF, 2,3,4,6,7,8- | TO-9A | [10 empty] | 2,3,4,6,7,8-HXCDF |  | 9480 2,3,4,6,7,8-Hexachlorodibenzofuran | 2,3,4,6,7,8-Hexachlorodibenzofuran | 60851345
| 55684-94-1 | Soil | HxCDF, Total | 8290 | [10 empty] | Total HxCDF |  | 9483 Hxcdf, total | Total Hxcdf | 55684941
| 55684-94-1 | Water | HxCDF, Total | 8290 | [10 empty] | Total HxCDF |  | 9483 Hxcdf, total | Total Hxcdf | 55684941
| 55684-94-1 | Soil | HxCDF, Total | 1613B | [10 empty] | Total HxCDF |  | 9483 Hxcdf, total | Total Hxcdf | 55684941
| 55684-94-1 | Water | HxCDF, Total | 1613B | [10 empty] | Total HxCDF |  | 9483 Hxcdf, total | Total Hxcdf | 55684941
| 55684-94-1 | Soil | HxCDF, Total | 8290A | [10 empty] | Total HxCDF |  | 9483 Hxcdf, total | Total Hxcdf | 55684941
| 55684-94-1 | Water | HxCDF, Total | 8290A | [10 empty] | Total HxCDF |  | 9483 Hxcdf, total | Total Hxcdf | 55684941
| 55684-94-1 | Air | HxCDF, Total | TO-9A | [10 empty] | Total HxCDF |  | 9483 Hxcdf, total | Total Hxcdf | 55684941
| 302-01-2 | Soil | Hydrazine | ASTM D1385 | [10 empty] | Hydrazine |  |  |  | 302012
| 302-01-2 | Water | Hydrazine | ASTM D1385 | [10 empty] | Hydrazine |  |  |  | 302012
| 193-39-5 | Water | Indeno[1,2,3-cd]pyrene | 525.2 | [10 empty] | Indeno[1,2,3-cd]pyrene | Indeno(1,2,3-cd)pyrene | 6315 Indeno(1,2,3-cd) pyrene | Indeno(1,2,3-cd) pyrene | 193395
| 193-39-5 | Soil | Indeno[1,2,3-cd]pyrene | 610 | [10 empty] | Indeno[1,2,3-cd]pyrene | Indeno(1,2,3-cd)pyrene | 6315 Indeno(1,2,3-cd) pyrene | Indeno(1,2,3-cd) pyrene | 193395
| 193-39-5 | Water | Indeno[1,2,3-cd]pyrene | 610 | [10 empty] | Indeno[1,2,3-cd]pyrene | Indeno(1,2,3-cd)pyrene | 6315 Indeno(1,2,3-cd) pyrene | Indeno(1,2,3-cd) pyrene | 193395
| 193-39-5 | Soil | Indeno[1,2,3-cd]pyrene | 625.1 | [10 empty] | Indeno[1,2,3-cd]pyrene | Indeno(1,2,3-cd)pyrene | 6315 Indeno(1,2,3-cd) pyrene | Indeno(1,2,3-cd) pyrene | 193395
| 193-39-5 | Water | Indeno[1,2,3-cd]pyrene | 625.1 | [10 empty] | Indeno[1,2,3-cd]pyrene | Indeno(1,2,3-cd)pyrene | 6315 Indeno(1,2,3-cd) pyrene | Indeno(1,2,3-cd) pyrene | 193395
| 193-39-5 | Soil | Indeno[1,2,3-cd]pyrene | 8310 | [10 empty] | Indeno[1,2,3-cd]pyrene | Indeno(1,2,3-cd)pyrene | 6315 Indeno(1,2,3-cd) pyrene | Indeno(1,2,3-cd) pyrene | 193395
| 193-39-5 | Water | Indeno[1,2,3-cd]pyrene | 8310 | [10 empty] | Indeno[1,2,3-cd]pyrene | Indeno(1,2,3-cd)pyrene | 6315 Indeno(1,2,3-cd) pyrene | Indeno(1,2,3-cd) pyrene | 193395
| 193-39-5 | Soil | Indeno[1,2,3-cd]pyrene | 625 | [10 empty] | Indeno[1,2,3-cd]pyrene | Indeno(1,2,3-cd)pyrene | 6315 Indeno(1,2,3-cd) pyrene | Indeno(1,2,3-cd) pyrene | 193395
| 193-39-5 | Water | Indeno[1,2,3-cd]pyrene | 625 | [10 empty] | Indeno[1,2,3-cd]pyrene | Indeno(1,2,3-cd)pyrene | 6315 Indeno(1,2,3-cd) pyrene | Indeno(1,2,3-cd) pyrene | 193395
| 193-39-5 | Soil | Indeno[1,2,3-cd]pyrene | 8270D | [10 empty] | Indeno[1,2,3-cd]pyrene | Indeno(1,2,3-cd)pyrene | 6315 Indeno(1,2,3-cd) pyrene | Indeno(1,2,3-cd) pyrene | 193395
| 193-39-5 | Water | Indeno[1,2,3-cd]pyrene | 8270D | [10 empty] | Indeno[1,2,3-cd]pyrene | Indeno(1,2,3-cd)pyrene | 6315 Indeno(1,2,3-cd) pyrene | Indeno(1,2,3-cd) pyrene | 193395
| 193-39-5 | Soil | Indeno[1,2,3-cd]pyrene | 8270D-SIM | [10 empty] | Indeno[1,2,3-cd]pyrene | Indeno(1,2,3-cd)pyrene | 6315 Indeno(1,2,3-cd) pyrene | Indeno(1,2,3-cd) pyrene | 193395
| 193-39-5 | Water | Indeno[1,2,3-cd]pyrene | 8270D-SIM | [10 empty] | Indeno[1,2,3-cd]pyrene | Indeno(1,2,3-cd)pyrene | 6315 Indeno(1,2,3-cd) pyrene | Indeno(1,2,3-cd) pyrene | 193395
| 193-39-5 | Soil | Indeno[1,2,3-cd]pyrene | 8270E | [10 empty] | Indeno[1,2,3-cd]pyrene | Indeno(1,2,3-cd)pyrene | 6315 Indeno(1,2,3-cd) pyrene | Indeno(1,2,3-cd) pyrene | 193395
| 193-39-5 | Water | Indeno[1,2,3-cd]pyrene | 8270E | [10 empty] | Indeno[1,2,3-cd]pyrene | Indeno(1,2,3-cd)pyrene | 6315 Indeno(1,2,3-cd) pyrene | Indeno(1,2,3-cd) pyrene | 193395
| 193-39-5 | Soil | Indeno[1,2,3-cd]pyrene | 8270E-SIM | [10 empty] | Indeno[1,2,3-cd]pyrene | Indeno(1,2,3-cd)pyrene | 6315 Indeno(1,2,3-cd) pyrene | Indeno(1,2,3-cd) pyrene | 193395
| 193-39-5 | Water | Indeno[1,2,3-cd]pyrene | 8270E-SIM | [10 empty] | Indeno[1,2,3-cd]pyrene | Indeno(1,2,3-cd)pyrene | 6315 Indeno(1,2,3-cd) pyrene | Indeno(1,2,3-cd) pyrene | 193395
| 193-39-5 | Air | Indeno[1,2,3-cd]pyrene | TO-13A | [10 empty] | Indeno[1,2,3-cd]pyrene | Indeno(1,2,3-cd)pyrene | 6315 Indeno(1,2,3-cd) pyrene | Indeno(1,2,3-cd) pyrene | 193395
| 193-39-5 | Air | Indeno[1,2,3-cd]pyrene | TO-13A SIM | [10 empty] | Indeno[1,2,3-cd]pyrene | Indeno(1,2,3-cd)pyrene | 6315 Indeno(1,2,3-cd) pyrene | Indeno(1,2,3-cd) pyrene | 193395
| 78-59-1 | Soil | Isophorone | 625.1 | [10 empty] | Isophorone | Isophorone | 6320 Isophorone | Isophorone | 78591
| 78-59-1 | Water | Isophorone | 625.1 | [10 empty] | Isophorone | Isophorone | 6320 Isophorone | Isophorone | 78591
| 78-59-1 | Soil | Isophorone | 625 | [10 empty] | Isophorone | Isophorone | 6320 Isophorone | Isophorone | 78591
| 78-59-1 | Water | Isophorone | 625 | [10 empty] | Isophorone | Isophorone | 6320 Isophorone | Isophorone | 78591
| 78-59-1 | Soil | Isophorone | 8270D | [10 empty] | Isophorone | Isophorone | 6320 Isophorone | Isophorone | 78591
| 78-59-1 | Water | Isophorone | 8270D | [10 empty] | Isophorone | Isophorone | 6320 Isophorone | Isophorone | 78591
| 78-59-1 | Soil | Isophorone | 8270D-SIM | [10 empty] | Isophorone | Isophorone | 6320 Isophorone | Isophorone | 78591
| 78-59-1 | Water | Isophorone | 8270D-SIM | [10 empty] | Isophorone | Isophorone | 6320 Isophorone | Isophorone | 78591
| 78-59-1 | Soil | Isophorone | 8270E | [10 empty] | Isophorone | Isophorone | 6320 Isophorone | Isophorone | 78591
| 78-59-1 | Water | Isophorone | 8270E | [10 empty] | Isophorone | Isophorone | 6320 Isophorone | Isophorone | 78591
| 78-59-1 | Soil | Isophorone | 8270E-SIM | [10 empty] | Isophorone | Isophorone | 6320 Isophorone | Isophorone | 78591
| 78-59-1 | Water | Isophorone | 8270E-SIM | [10 empty] | Isophorone | Isophorone | 6320 Isophorone | Isophorone | 78591
| 78-59-1 | Air | Isophorone | TO-15 | [10 empty] | Isophorone | Isophorone | 6320 Isophorone | Isophorone | 78591
| 78-59-1 | Air | Isophorone | TO-15 SIM | [10 empty] | Isophorone | Isophorone | 6320 Isophorone | Isophorone | 78591
| 67-63-0 | Water | Isopropanol | 624.1 | [10 empty] | Isopropanol | Isopropyl alcohol (2-Propanol) | 6320 Isophorone | Isopropyl alcohol (2-Propanol, Isopropanol) | 67630
| 67-63-0 | Soil | Isopropanol | 8015C | [10 empty] | Isopropanol |  |  |  | 67630
| 67-63-0 | Water | Isopropanol | 8015C | [10 empty] | Isopropanol |  |  |  | 67630
| 67-63-0 | Soil | Isopropanol | 8015D | [10 empty] | Isopropanol |  |  |  | 67630
| 67-63-0 | Water | Isopropanol | 8015D | [10 empty] | Isopropanol |  |  |  | 67630
| 67-63-0 | Soil | Isopropanol | 8260C | [10 empty] | Isopropanol | Isopropyl alcohol (2-Propanol) | 6320 Isophorone | Isopropyl alcohol (2-Propanol, Isopropanol) | 67630
| 67-63-0 | Water | Isopropanol | 8260C | [10 empty] | Isopropanol | Isopropyl alcohol (2-Propanol) | 6320 Isophorone | Isopropyl alcohol (2-Propanol, Isopropanol) | 67630
| 67-63-0 | Soil | Isopropanol | 8260C-SIM | [10 empty] | Isopropanol | Isopropyl alcohol (2-Propanol) | 6320 Isophorone | Isopropyl alcohol (2-Propanol, Isopropanol) | 67630
| 67-63-0 | Water | Isopropanol | 8260C-SIM | [10 empty] | Isopropanol | Isopropyl alcohol (2-Propanol) | 6320 Isophorone | Isopropyl alcohol (2-Propanol, Isopropanol) | 67630
| 67-63-0 | Soil | Isopropanol | 8260D | [10 empty] | Isopropanol | Isopropyl alcohol (2-Propanol) | 6320 Isophorone | Isopropyl alcohol (2-Propanol, Isopropanol) | 67630
| 67-63-0 | Water | Isopropanol | 8260D | [10 empty] | Isopropanol | Isopropyl alcohol (2-Propanol) | 6320 Isophorone | Isopropyl alcohol (2-Propanol, Isopropanol) | 67630
| 67-63-0 | Soil | Isopropanol | 8260D-SIM | [10 empty] | Isopropanol | Isopropyl alcohol (2-Propanol) | 6320 Isophorone | Isopropyl alcohol (2-Propanol, Isopropanol) | 67630
| 67-63-0 | Water | Isopropanol | 8260D-SIM | [10 empty] | Isopropanol | Isopropyl alcohol (2-Propanol) | 6320 Isophorone | Isopropyl alcohol (2-Propanol, Isopropanol) | 67630
| 67-63-0 | Air | Isopropanol | TO-15 | [10 empty] | Isopropanol | Isopropyl alcohol (2-Propanol) | 6320 Isophorone | Isopropyl alcohol (2-Propanol, Isopropanol) | 67630
| 67-63-0 | Air | Isopropanol | TO-15 SIM | [10 empty] | Isopropanol | Isopropyl alcohol (2-Propanol) | 6320 Isophorone | Isopropyl alcohol (2-Propanol, Isopropanol) | 67630
| 7439-92-1 | Soil | Lead, Total | 200.7 | [10 empty] | Lead, Total | Lead | 1075 Lead | Lead | 7439921
| 7439-92-1 | Water | Lead, Total | 200.7 | [10 empty] | Lead, Total | Lead | 1075 Lead | Lead | 7439921
| 7439-92-1 | Soil | Lead, Total | 200.8 | [10 empty] | Lead, Total | Lead | 1075 Lead | Lead | 7439921
| 7439-92-1 | Water | Lead, Total | 200.8 | [10 empty] | Lead, Total | Lead | 1075 Lead | Lead | 7439921
| 7439-92-1 | Soil | Lead, Total | 6010B | [10 empty] | Lead, Total | Lead | 1075 Lead | Lead | 7439921
| 7439-92-1 | Water | Lead, Total | 6010B | [10 empty] | Lead, Total | Lead | 1075 Lead | Lead | 7439921
| 7439-92-1 | Soil | Lead, Total | 6010C | [10 empty] | Lead, Total | Lead | 1075 Lead | Lead | 7439921
| 7439-92-1 | Water | Lead, Total | 6010C | [10 empty] | Lead, Total | Lead | 1075 Lead | Lead | 7439921
| 7439-92-1 | Soil | Lead, Total | 6010D | [10 empty] | Lead, Total | Lead | 1075 Lead | Lead | 7439921
| 7439-92-1 | Water | Lead, Total | 6010D | [10 empty] | Lead, Total | Lead | 1075 Lead | Lead | 7439921
| 7439-92-1 | Soil | Lead, Total | 6020 | [10 empty] | Lead, Total | Lead | 1075 Lead | Lead | 7439921
| 7439-92-1 | Water | Lead, Total | 6020 | [10 empty] | Lead, Total | Lead | 1075 Lead | Lead | 7439921
| 7439-92-1 | Soil | Lead, Total | 6020A | [10 empty] | Lead, Total | Lead | 1075 Lead | Lead | 7439921
| 7439-92-1 | Water | Lead, Total | 6020A | [10 empty] | Lead, Total | Lead | 1075 Lead | Lead | 7439921
| 7439-92-1 | Soil | Lead, Total | 6020B | [10 empty] | Lead, Total | Lead | 1075 Lead | Lead | 7439921
| 7439-92-1 | Water | Lead, Total | 6020B | [10 empty] | Lead, Total | Lead | 1075 Lead | Lead | 7439921
| 7439-96-5 | Water | Manganese | 200.7 | [10 empty] | Manganese | Manganese | 1090 Manganese | Manganese | 7439965
| 7439-96-5 | Water | Manganese | 200.8 | [10 empty] | Manganese | Manganese | 1090 Manganese | Manganese | 7439965
| 7439-96-5 | Soil | Manganese | 6010B | [10 empty] | Manganese | Manganese | 1090 Manganese | Manganese | 7439965
| 7439-96-5 | Water | Manganese | 6010B | [10 empty] | Manganese | Manganese | 1090 Manganese | Manganese | 7439965
| 7439-96-5 | Soil | Manganese | 6010C | [10 empty] | Manganese | Manganese | 1090 Manganese | Manganese | 7439965
| 7439-96-5 | Water | Manganese | 6010C | [10 empty] | Manganese | Manganese | 1090 Manganese | Manganese | 7439965
| 7439-96-5 | Soil | Manganese | 6010D | [10 empty] | Manganese | Manganese | 1090 Manganese | Manganese | 7439965
| 7439-96-5 | Water | Manganese | 6010D | [10 empty] | Manganese | Manganese | 1090 Manganese | Manganese | 7439965
| 7439-96-5 | Soil | Manganese | 6020 | [10 empty] | Manganese | Manganese | 1090 Manganese | Manganese | 7439965
| 7439-96-5 | Water | Manganese | 6020 | [10 empty] | Manganese | Manganese | 1090 Manganese | Manganese | 7439965
| 7439-96-5 | Soil | Manganese | 6020A | [10 empty] | Manganese | Manganese | 1090 Manganese | Manganese | 7439965
| 7439-96-5 | Water | Manganese | 6020A | [10 empty] | Manganese | Manganese | 1090 Manganese | Manganese | 7439965
| 7439-96-5 | Soil | Manganese | 6020B | [10 empty] | Manganese | Manganese | 1090 Manganese | Manganese | 7439965
| 7439-96-5 | Water | Manganese | 6020B | [10 empty] | Manganese | Manganese | 1090 Manganese | Manganese | 7439965
| 7439-97-6 | Soil | Mercury (elemental) | 245.1 | [10 empty] | Mercury (elemental) | Mercury | 1095 Mercury | Mercury | 7439976
| 7439-97-6 | Water | Mercury (elemental) | 245.1 | [10 empty] | Mercury (elemental) | Mercury | 1095 Mercury | Mercury | 7439976
| 7439-97-6 | Soil | Mercury (elemental) | 7473 | [10 empty] | Mercury (elemental) | Mercury | 1095 Mercury | Mercury | 7439976
| 7439-97-6 | Soil | Mercury (elemental) | 7473 | [10 empty] | Mercury (elemental) | Mercury | 1095 Mercury | Mercury | 7439976
| 7439-97-6 | Water | Mercury (elemental) | 7473 | [10 empty] | Mercury (elemental) | Mercury | 1095 Mercury | Mercury | 7439976
| 7439-97-6 | Water | Mercury (elemental) | 7473 | [10 empty] | Mercury (elemental) | Mercury | 1095 Mercury | Mercury | 7439976
| 7439-97-6 | Soil | Mercury (elemental) | 1631E | [10 empty] | Mercury (elemental) | Mercury | 1095 Mercury | Mercury | 7439976
| 7439-97-6 | Water | Mercury (elemental) | 1631E | [10 empty] | Mercury (elemental) | Mercury | 1095 Mercury | Mercury | 7439976
| 7439-97-6 | Water | Mercury (elemental) | 200.8 | [10 empty] | Mercury (elemental) | Mercury | 1095 Mercury | Mercury | 7439976
| 7439-97-6 | Soil | Mercury (elemental) | 6020A | [10 empty] | Mercury (elemental) | Mercury | 1095 Mercury | Mercury | 7439976
| 7439-97-6 | Water | Mercury (elemental) | 6020A | [10 empty] | Mercury (elemental) | Mercury | 1095 Mercury | Mercury | 7439976
| 7439-97-6 | Soil | Mercury (elemental) | 6020B | [10 empty] | Mercury (elemental) | Mercury | 1095 Mercury | Mercury | 7439976
| 7439-97-6 | Water | Mercury (elemental) | 6020B | [10 empty] | Mercury (elemental) | Mercury | 1095 Mercury | Mercury | 7439976
| 7439-97-6 | Soil | Mercury (elemental) | 7470A | [10 empty] | Mercury (elemental) | Mercury | 1095 Mercury | Mercury | 7439976
| 7439-97-6 | Water | Mercury (elemental) | 7470A | [10 empty] | Mercury (elemental) | Mercury | 1095 Mercury | Mercury | 7439976
| 7439-97-6 | Soil | Mercury (elemental) | 7471A | [10 empty] | Mercury (elemental) | Mercury | 1095 Mercury | Mercury | 7439976
| 7439-97-6 | Water | Mercury (elemental) | 7471A | [10 empty] | Mercury (elemental) | Mercury | 1095 Mercury | Mercury | 7439976
| 7439-97-6 | Soil | Mercury (elemental) | 7471B | [10 empty] | Mercury (elemental) | Mercury | 1095 Mercury | Mercury | 7439976
| 7439-97-6 | Water | Mercury (elemental) | 7471B | [10 empty] | Mercury (elemental) | Mercury | 1095 Mercury | Mercury | 7439976
| 67-56-1 | Soil | Methanol | 8015B | [10 empty] | Methanol | Methanol |  |  | 67561
| 67-56-1 | Water | Methanol | 8015B | [10 empty] | Methanol | Methanol |  |  | 67561
| 67-56-1 | Soil | Methanol | 8015C | [10 empty] | Methanol | Methanol |  |  | 67561
| 67-56-1 | Water | Methanol | 8015C | [10 empty] | Methanol | Methanol |  |  | 67561
| 67-56-1 | Air | Methanol | TO-15 | [10 empty] | Methanol | Methanol |  |  | 67561
| 67-56-1 | Air | Methanol | TO-15 SIM | [10 empty] | Methanol | Methanol |  |  | 67561
| 72-43-5 | Soil | Methoxychlor | 608.3 | [10 empty] | Methoxychlor | Methoxychlor |  | Methoxychlor | 72435
| 72-43-5 | Water | Methoxychlor | 608.3 | [10 empty] | Methoxychlor | Methoxychlor |  | Methoxychlor | 72435
| 72-43-5 | Soil | Methoxychlor | 608 | [10 empty] | Methoxychlor | Methoxychlor |  | Methoxychlor | 72435
| 72-43-5 | Water | Methoxychlor | 608 | [10 empty] | Methoxychlor | Methoxychlor |  | Methoxychlor | 72435
| 72-43-5 | Soil | Methoxychlor | 8081A | [10 empty] | Methoxychlor | Methoxychlor |  | Methoxychlor | 72435
| 72-43-5 | Water | Methoxychlor | 8081A | [10 empty] | Methoxychlor | Methoxychlor |  | Methoxychlor | 72435
| 72-43-5 | Soil | Methoxychlor | 8081B | [10 empty] | Methoxychlor | Methoxychlor |  | Methoxychlor | 72435
| 72-43-5 | Water | Methoxychlor | 8081B | [10 empty] | Methoxychlor | Methoxychlor |  | Methoxychlor | 72435
| 72-43-5 | Soil | Methoxychlor | 8270D | [10 empty] | Methoxychlor | Methoxychlor |  | Methoxychlor | 72435
| 72-43-5 | Water | Methoxychlor | 8270D | [10 empty] | Methoxychlor | Methoxychlor |  | Methoxychlor | 72435
| 72-43-5 | Soil | Methoxychlor | 8270D-SIM | [10 empty] | Methoxychlor | Methoxychlor |  | Methoxychlor | 72435
| 72-43-5 | Water | Methoxychlor | 8270D-SIM | [10 empty] | Methoxychlor | Methoxychlor |  | Methoxychlor | 72435
| 72-43-5 | Air | Methoxychlor | TO-10A | [10 empty] | Methoxychlor | Methoxychlor |  | Methoxychlor | 72435
| 72-43-5 | Air | Methoxychlor | TO-4A | [10 empty] | Methoxychlor | Methoxychlor |  | Methoxychlor | 72435
| 78-93-3 | Water | Methyl Ethyl Ketone (2-Butanone) | 524.2 | [10 empty] | 2-Butanone
| 78-93-3 | Water | Methyl Ethyl Ketone (2-Butanone) | 624.1 | [10 empty] | 2-Butanone | 2-Butanone (Methyl ethyl ketone, MEK) |  | 2-Butanone (Methyl ethyl ketone, MEK) | 78933
| 78-93-3 | Soil | Methyl Ethyl Ketone (2-Butanone) | 8260C | [10 empty] | 2-Butanone | 2-Butanone (Methyl ethyl ketone, MEK) |  | 2-Butanone (Methyl ethyl ketone, MEK) | 78933
| 78-93-3 | Water | Methyl Ethyl Ketone (2-Butanone) | 8260C | [10 empty] | 2-Butanone | 2-Butanone (Methyl ethyl ketone, MEK) |  | 2-Butanone (Methyl ethyl ketone, MEK) | 78933
| 78-93-3 | Soil | Methyl Ethyl Ketone (2-Butanone) | 8260D | [10 empty] | 2-Butanone | 2-Butanone (Methyl ethyl ketone, MEK) |  | 2-Butanone (Methyl ethyl ketone, MEK) | 78933
| 78-93-3 | Water | Methyl Ethyl Ketone (2-Butanone) | 8260D | [10 empty] | 2-Butanone | 2-Butanone (Methyl ethyl ketone, MEK) |  | 2-Butanone (Methyl ethyl ketone, MEK) | 78933
| 78-93-3 | Air | Methyl Ethyl Ketone (2-Butanone) | TO-15 | [10 empty] | 2-Butanone | 2-Butanone (Methyl ethyl ketone, MEK) |  | 2-Butanone (Methyl ethyl ketone, MEK) | 78933
| 78-93-3 | Air | Methyl Ethyl Ketone (2-Butanone) | TO-15 SIM | [10 empty] | 2-Butanone | 2-Butanone (Methyl ethyl ketone, MEK) |  | 2-Butanone (Methyl ethyl ketone, MEK) | 78933
| 108-10-1 | Water | Methyl Isobutyl Ketone (4-methyl-2-pentanone) | 524.2 | [10 empty] | 4-methyl-2-pentanone
| 108-10-1 | Soil | Methyl Isobutyl Ketone (4-methyl-2-pentanone) | 624 | [10 empty] | 4-methyl-2-pentanone | 4-Methyl-2-pentanone (MIBK) |  | 4-Methyl-2-pentanone (MIBK) | 108101
| 108-10-1 | Water | Methyl Isobutyl Ketone (4-methyl-2-pentanone) | 624 | [10 empty] | 4-methyl-2-pentanone | 4-Methyl-2-pentanone (MIBK) |  | 4-Methyl-2-pentanone (MIBK) | 108101
| 108-10-1 | Soil | Methyl Isobutyl Ketone (4-methyl-2-pentanone) | 624.1 | [10 empty] | 4-methyl-2-pentanone | 4-Methyl-2-pentanone (MIBK) |  | 4-Methyl-2-pentanone (MIBK) | 108101
| 108-10-1 | Water | Methyl Isobutyl Ketone (4-methyl-2-pentanone) | 624.1 | [10 empty] | 4-methyl-2-pentanone | 4-Methyl-2-pentanone (MIBK) |  | 4-Methyl-2-pentanone (MIBK) | 108101
| 108-10-1 | Soil | Methyl Isobutyl Ketone (4-methyl-2-pentanone) | 8260C | [10 empty] | 4-methyl-2-pentanone | 4-Methyl-2-pentanone (MIBK) |  | 4-Methyl-2-pentanone (MIBK) | 108101
| 108-10-1 | Water | Methyl Isobutyl Ketone (4-methyl-2-pentanone) | 8260C | [10 empty] | 4-methyl-2-pentanone | 4-Methyl-2-pentanone (MIBK) |  | 4-Methyl-2-pentanone (MIBK) | 108101
| 108-10-1 | Soil | Methyl Isobutyl Ketone (4-methyl-2-pentanone) | 8260D | [10 empty] | 4-methyl-2-pentanone | 4-Methyl-2-pentanone (MIBK) |  | 4-Methyl-2-pentanone (MIBK) | 108101
| 108-10-1 | Water | Methyl Isobutyl Ketone (4-methyl-2-pentanone) | 8260D | [10 empty] | 4-methyl-2-pentanone | 4-Methyl-2-pentanone (MIBK) |  | 4-Methyl-2-pentanone (MIBK) | 108101
| 108-10-1 | Air | Methyl Isobutyl Ketone (4-methyl-2-pentanone) | TO-15 | [10 empty] | 4-methyl-2-pentanone | 4-Methyl-2-pentanone (MIBK) |  | 4-Methyl-2-pentanone (MIBK) | 108101
| 108-10-1 | Air | Methyl Isobutyl Ketone (4-methyl-2-pentanone) | TO-15 SIM | [10 empty] | 4-methyl-2-pentanone | 4-Methyl-2-pentanone (MIBK) |  | 4-Methyl-2-pentanone (MIBK) | 108101
| 22967-92-6 | Soil | Methyl Mercury | 1630 | [10 empty] | Methyl Mercury |  |  |  | 22967926
| 22967-92-6 | Water | Methyl Mercury | 1630 | [10 empty] | Methyl Mercury |  |  |  | 22967926
| 1634-04-4 | Soil | Methyl tert-Butyl Ether (MTBE) | 524.2 | [10 empty] | Methyl tert-Butyl Ether (MTBE) | Methyl tert-butyl ether (MTBE) |  | Methyl tert-butyl ether (MTBE) | 1634044
| 1634-04-4 | Water | Methyl tert-Butyl Ether (MTBE) | 524.2 | [10 empty] | Methyl tert-Butyl Ether (MTBE) | Methyl tert-butyl ether (MTBE) |  | Methyl tert-butyl ether (MTBE) | 1634044
| 1634-04-4 | Soil | Methyl tert-Butyl Ether (MTBE) | 624 | [10 empty] | Methyl tert-Butyl Ether (MTBE) | Methyl tert-butyl ether (MTBE) |  | Methyl tert-butyl ether (MTBE) | 1634044
| 1634-04-4 | Water | Methyl tert-Butyl Ether (MTBE) | 624 | [10 empty] | Methyl tert-Butyl Ether (MTBE) | Methyl tert-butyl ether (MTBE) |  | Methyl tert-butyl ether (MTBE) | 1634044
| 1634-04-4 | Soil | Methyl tert-Butyl Ether (MTBE) | 624.1 | [10 empty] | Methyl tert-Butyl Ether (MTBE) | Methyl tert-butyl ether (MTBE) |  | Methyl tert-butyl ether (MTBE) | 1634044
| 1634-04-4 | Water | Methyl tert-Butyl Ether (MTBE) | 624.1 | [10 empty] | Methyl tert-Butyl Ether (MTBE) | Methyl tert-butyl ether (MTBE) |  | Methyl tert-butyl ether (MTBE) | 1634044
| 1634-04-4 | Soil | Methyl tert-Butyl Ether (MTBE) | 8021B | [10 empty] | Methyl tert-Butyl Ether (MTBE) | Methyl tert-butyl ether (MTBE) |  | Methyl tert-butyl ether (MTBE) | 1634044
| 1634-04-4 | Water | Methyl tert-Butyl Ether (MTBE) | 8021B | [10 empty] | Methyl tert-Butyl Ether (MTBE) | Methyl tert-butyl ether (MTBE) |  | Methyl tert-butyl ether (MTBE) | 1634044
| 1634-04-4 | Soil | Methyl tert-Butyl Ether (MTBE) | 8260C | [10 empty] | Methyl tert-Butyl Ether (MTBE) | Methyl tert-butyl ether (MTBE) |  | Methyl tert-butyl ether (MTBE) | 1634044
| 1634-04-4 | Water | Methyl tert-Butyl Ether (MTBE) | 8260C | [10 empty] | Methyl tert-Butyl Ether (MTBE) | Methyl tert-butyl ether (MTBE) |  | Methyl tert-butyl ether (MTBE) | 1634044
| 1634-04-4 | Soil | Methyl tert-Butyl Ether (MTBE) | 8260C-SIM | [10 empty] | Methyl tert-Butyl Ether (MTBE) | Methyl tert-butyl ether (MTBE) |  | Methyl tert-butyl ether (MTBE) | 1634044
| 1634-04-4 | Water | Methyl tert-Butyl Ether (MTBE) | 8260C-SIM | [10 empty] | Methyl tert-Butyl Ether (MTBE) | Methyl tert-butyl ether (MTBE) |  | Methyl tert-butyl ether (MTBE) | 1634044
| 1634-04-4 | Soil | Methyl tert-Butyl Ether (MTBE) | 8260D | [10 empty] | Methyl tert-Butyl Ether (MTBE) | Methyl tert-butyl ether (MTBE) |  | Methyl tert-butyl ether (MTBE) | 1634044
| 1634-04-4 | Water | Methyl tert-Butyl Ether (MTBE) | 8260D | [10 empty] | Methyl tert-Butyl Ether (MTBE) | Methyl tert-butyl ether (MTBE) |  | Methyl tert-butyl ether (MTBE) | 1634044
| 1634-04-4 | Soil | Methyl tert-Butyl Ether (MTBE) | 8260D-SIM | [10 empty] | Methyl tert-Butyl Ether (MTBE) | Methyl tert-butyl ether (MTBE) |  | Methyl tert-butyl ether (MTBE) | 1634044
| 1634-04-4 | Water | Methyl tert-Butyl Ether (MTBE) | 8260D-SIM | [10 empty] | Methyl tert-Butyl Ether (MTBE) | Methyl tert-butyl ether (MTBE) |  | Methyl tert-butyl ether (MTBE) | 1634044
| 1634-04-4 | Air | Methyl tert-Butyl Ether (MTBE) | TO-15 | [10 empty] | Methyl tert-Butyl Ether (MTBE) | Methyl tert-butyl ether (MTBE) |  | Methyl tert-butyl ether (MTBE) | 1634044
| 1634-04-4 | Air | Methyl tert-Butyl Ether (MTBE) | TO-15 SIM | [10 empty] | Methyl tert-Butyl Ether (MTBE) | Methyl tert-butyl ether (MTBE) |  | Methyl tert-butyl ether (MTBE) | 1634044
| 1634-04-4 | Air | Methyl tert-Butyl Ether (MTBE) | TO-3 | [10 empty] | Methyl tert-Butyl Ether (MTBE) | Methyl tert-butyl ether (MTBE) |  | Methyl tert-butyl ether (MTBE) | 1634044
| 75-09-2 | Soil | Methylene Chloride | 524.2 | [10 empty] | Methylene Chloride | Methylene chloride |  | Methylene chloride (Dichloromethane) | 75092
| 75-09-2 | Water | Methylene Chloride | 524.2 | [10 empty] | Methylene Chloride | Methylene chloride |  | Methylene chloride (Dichloromethane) | 75092
| 75-09-2 | Soil | Methylene Chloride | 624 | [10 empty] | Methylene Chloride | Methylene chloride |  | Methylene chloride (Dichloromethane) | 75092
| 75-09-2 | Water | Methylene Chloride | 624 | [10 empty] | Methylene Chloride | Methylene chloride |  | Methylene chloride (Dichloromethane) | 75092
| 75-09-2 | Soil | Methylene Chloride | 624.1 | [10 empty] | Methylene Chloride | Methylene chloride |  | Methylene chloride (Dichloromethane) | 75092
| 75-09-2 | Water | Methylene Chloride | 624.1 | [10 empty] | Methylene Chloride | Methylene chloride |  | Methylene chloride (Dichloromethane) | 75092
| 75-09-2 | Soil | Methylene Chloride | 8260C | [10 empty] | Methylene Chloride | Methylene chloride |  | Methylene chloride (Dichloromethane) | 75092
| 75-09-2 | Water | Methylene Chloride | 8260C | [10 empty] | Methylene Chloride | Methylene chloride |  | Methylene chloride (Dichloromethane) | 75092
| 75-09-2 | Soil | Methylene Chloride | 8260C-SIM | [10 empty] | Methylene Chloride | Methylene chloride |  | Methylene chloride (Dichloromethane) | 75092
| 75-09-2 | Water | Methylene Chloride | 8260C-SIM | [10 empty] | Methylene Chloride | Methylene chloride |  | Methylene chloride (Dichloromethane) | 75092
| 75-09-2 | Soil | Methylene Chloride | 8260D | [10 empty] | Methylene Chloride | Methylene chloride |  | Methylene chloride (Dichloromethane) | 75092
| 75-09-2 | Water | Methylene Chloride | 8260D | [10 empty] | Methylene Chloride | Methylene chloride |  | Methylene chloride (Dichloromethane) | 75092
| 75-09-2 | Air | Methylene Chloride | TO-14A | [10 empty] | Methylene Chloride | Methylene chloride |  | Methylene chloride (Dichloromethane) | 75092
| 75-09-2 | Air | Methylene Chloride | TO-15 | [10 empty] | Methylene Chloride | Methylene chloride |  | Methylene chloride (Dichloromethane) | 75092
| 75-09-2 | Air | Methylene Chloride | TO-15 SIM | [10 empty] | Methylene Chloride | Methylene chloride |  | Methylene chloride (Dichloromethane) | 75092
| 75-09-2 | Air | Methylene Chloride | TO-17 | [10 empty] | Methylene Chloride | Methylene chloride |  | Methylene chloride (Dichloromethane) | 75092
| 90-12-0 | Water | Methylnaphthalene, 1- | 625.1 | [10 empty] | 1-Methylnaphthalene
| 90-12-0 | Soil | Methylnaphthalene, 1- | 8310 | [10 empty] | 1-Methylnaphthalene | 1-Methylnaphthalene |  | 1-Methylnaphthalene | 90120
| 90-12-0 | Water | Methylnaphthalene, 1- | 8310 | [10 empty] | 1-Methylnaphthalene | 1-Methylnaphthalene |  | 1-Methylnaphthalene | 90120
| 90-12-0 | Soil | Methylnaphthalene, 1- | 8270D | [10 empty] | 1-Methylnaphthalene | 1-Methylnaphthalene |  | 1-Methylnaphthalene | 90120
| 90-12-0 | Water | Methylnaphthalene, 1- | 8270D | [10 empty] | 1-Methylnaphthalene | 1-Methylnaphthalene |  | 1-Methylnaphthalene | 90120
| 90-12-0 | Soil | Methylnaphthalene, 1- | 8270D-SIM | [10 empty] | 1-Methylnaphthalene | 1-Methylnaphthalene |  | 1-Methylnaphthalene | 90120
| 90-12-0 | Water | Methylnaphthalene, 1- | 8270D-SIM | [10 empty] | 1-Methylnaphthalene | 1-Methylnaphthalene |  | 1-Methylnaphthalene | 90120
| 90-12-0 | Soil | Methylnaphthalene, 1- | 8270E | [10 empty] | 1-Methylnaphthalene | 1-Methylnaphthalene |  | 1-Methylnaphthalene | 90120
| 90-12-0 | Water | Methylnaphthalene, 1- | 8270E | [10 empty] | 1-Methylnaphthalene | 1-Methylnaphthalene |  | 1-Methylnaphthalene | 90120
| 90-12-0 | Soil | Methylnaphthalene, 1- | 8270E-SIM | [10 empty] | 1-Methylnaphthalene | 1-Methylnaphthalene |  | 1-Methylnaphthalene | 90120
| 90-12-0 | Water | Methylnaphthalene, 1- | 8270E-SIM | [10 empty] | 1-Methylnaphthalene | 1-Methylnaphthalene |  | 1-Methylnaphthalene | 90120
| 91-57-6 | Water | Methylnaphthalene, 2- | 625.1 | [10 empty] | 2-Methylnaphthalene
| 91-57-6 | Soil | Methylnaphthalene, 2- | 8310 | [10 empty] | 2-Methylnaphthalene | 2-Methylnaphthalene |  | 2-Methylnaphthalene | 91576
| 91-57-6 | Water | Methylnaphthalene, 2- | 8310 | [10 empty] | 2-Methylnaphthalene | 2-Methylnaphthalene |  | 2-Methylnaphthalene | 91576
| 91-57-6 | Soil | Methylnaphthalene, 2- | 8270D | [10 empty] | 2-Methylnaphthalene | 2-Methylnaphthalene |  | 2-Methylnaphthalene | 91576
| 91-57-6 | Water | Methylnaphthalene, 2- | 8270D | [10 empty] | 2-Methylnaphthalene | 2-Methylnaphthalene |  | 2-Methylnaphthalene | 91576
| 91-57-6 | Soil | Methylnaphthalene, 2- | 8270D-SIM | [10 empty] | 2-Methylnaphthalene | 2-Methylnaphthalene |  | 2-Methylnaphthalene | 91576
| 91-57-6 | Water | Methylnaphthalene, 2- | 8270D-SIM | [10 empty] | 2-Methylnaphthalene | 2-Methylnaphthalene |  | 2-Methylnaphthalene | 91576
| 91-57-6 | Soil | Methylnaphthalene, 2- | 8270E | [10 empty] | 2-Methylnaphthalene | 2-Methylnaphthalene |  | 2-Methylnaphthalene | 91576
| 91-57-6 | Water | Methylnaphthalene, 2- | 8270E | [10 empty] | 2-Methylnaphthalene | 2-Methylnaphthalene |  | 2-Methylnaphthalene | 91576
| 91-57-6 | Soil | Methylnaphthalene, 2- | 8270E-SIM | [10 empty] | 2-Methylnaphthalene | 2-Methylnaphthalene |  | 2-Methylnaphthalene | 91576
| 91-57-6 | Water | Methylnaphthalene, 2- | 8270E-SIM | [10 empty] | 2-Methylnaphthalene | 2-Methylnaphthalene |  | 2-Methylnaphthalene | 91576
| 29311-67-9 | Soil | Nafion Byproduct 1 (NAFION BP1) | 1633 | [10 empty] | Nafion Byproduct 1 (NAFION BP1) | Nafion Byproduct 1 (NAFION BP1) | Nafion Byproduct 1 (NAFION BP1) | Nafion Byproduct 1 (NAFION BP1)
| 29311-67-9 | Water | Nafion Byproduct 1 (NAFION BP1) | 1633 | [10 empty] | Nafion Byproduct 1 (NAFION BP1) | Nafion Byproduct 1 (NAFION BP1) | Nafion Byproduct 1 (NAFION BP1) | Nafion Byproduct 1 (NAFION BP1)
| 29311-67-9 | Soil | Nafion Byproduct 1 (NAFION BP1) | Draft 1633 | [10 empty] | Nafion Byproduct 1 (NAFION BP1) | Nafion Byproduct 1 (NAFION BP1) | Nafion Byproduct 1 (NAFION BP1) | Nafion Byproduct 1 (NAFION BP1)
| 29311-67-9 | Water | Nafion Byproduct 1 (NAFION BP1) | Draft 1633 | [10 empty] | Nafion Byproduct 1 (NAFION BP1) | Nafion Byproduct 1 (NAFION BP1) | Nafion Byproduct 1 (NAFION BP1) | Nafion Byproduct 1 (NAFION BP1)
| 29311-67-9 | Soil | Nafion Byproduct 1 (NAFION BP1) | PFAS by LCMSMS Compliant with QSM 5.4 Table B-15 | [10 empty] | Nafion Byproduct 1 (NAFION BP1) | Nafion Byproduct 1 (NAFION BP1) | Nafion Byproduct 1 (NAFION BP1) | Nafion Byproduct 1 (NAFION BP1)
| 29311-67-9 | Water | Nafion Byproduct 1 (NAFION BP1) | PFAS by LCMSMS Compliant with QSM 5.4 Table B-15 | [10 empty] | Nafion Byproduct 1 (NAFION BP1) | Nafion Byproduct 1 (NAFION BP1) | Nafion Byproduct 1 (NAFION BP1) | Nafion Byproduct 1 (NAFION BP1)
| 749836-20-2 | Soil | Nafion Byproduct 2 (NAFION_BP2) | 1633 | [10 empty] | Nafion Byproduct 2 (NAFION_BP2) | Nafion Byproduct 2 (NAFION_BP2) | Nafion Byproduct 2 (NAFION_BP2) | Nafion Byproduct 2 (NAFION_BP2)
| 749836-20-2 | Water | Nafion Byproduct 2 (NAFION_BP2) | 1633 | [10 empty] | Nafion Byproduct 2 (NAFION_BP2) | Nafion Byproduct 2 (NAFION_BP2) | Nafion Byproduct 2 (NAFION_BP2) | Nafion Byproduct 2 (NAFION_BP2)
| 749836-20-2 | Soil | Nafion Byproduct 2 (NAFION_BP2) | Draft 1633 | [10 empty] | Nafion Byproduct 2 (NAFION_BP2) | Nafion Byproduct 2 (NAFION_BP2) | Nafion Byproduct 2 (NAFION_BP2) | Nafion Byproduct 2 (NAFION_BP2)
| 749836-20-2 | Water | Nafion Byproduct 2 (NAFION_BP2) | Draft 1633 | [10 empty] | Nafion Byproduct 2 (NAFION_BP2) | Nafion Byproduct 2 (NAFION_BP2) | Nafion Byproduct 2 (NAFION_BP2) | Nafion Byproduct 2 (NAFION_BP2)
| 749836-20-2 | Soil | Nafion Byproduct 2 (NAFION_BP2) | PFAS by LCMSMS Compliant with QSM 5.4 Table B-15 | [10 empty] | Nafion Byproduct 2 (NAFION_BP2) | Nafion Byproduct 2 (NAFION_BP2) | Nafion Byproduct 2 (NAFION_BP2) | Nafion Byproduct 2 (NAFION_BP2)
| 749836-20-2 | Water | Nafion Byproduct 2 (NAFION_BP2) | PFAS by LCMSMS Compliant with QSM 5.4 Table B-15 | [10 empty] | Nafion Byproduct 2 (NAFION_BP2) | Nafion Byproduct 2 (NAFION_BP2) | Nafion Byproduct 2 (NAFION_BP2) | Nafion Byproduct 2 (NAFION_BP2)
| 91-20-3 | Soil | Naphthalene | 524.2 | [10 empty] | Naphthalene | Naphthalene | 5005 Naphthalene | Naphthalene | 91203
| 91-20-3 | Water | Naphthalene | 524.2 | [10 empty] | Naphthalene | Naphthalene | 5005 Naphthalene | Naphthalene | 91203
| 91-20-3 | Soil | Naphthalene | 624 | [10 empty] | Naphthalene | Naphthalene | 5005 Naphthalene | Naphthalene | 91203
| 91-20-3 | Water | Naphthalene | 624 | [10 empty] | Naphthalene | Naphthalene | 5005 Naphthalene | Naphthalene | 91203
| 91-20-3 | Soil | Naphthalene | 624.1 | [10 empty] | Naphthalene | Naphthalene | 5005 Naphthalene | Naphthalene | 91203
| 91-20-3 | Water | Naphthalene | 624.1 | [10 empty] | Naphthalene | Naphthalene | 5005 Naphthalene | Naphthalene | 91203
| 91-20-3 | Soil | Naphthalene | 625.1 | [10 empty] | Naphthalene | Naphthalene | 5005 Naphthalene | Naphthalene | 91203
| 91-20-3 | Water | Naphthalene | 625.1 | [10 empty] | Naphthalene | Naphthalene | 5005 Naphthalene | Naphthalene | 91203
| 91-20-3 | Soil | Naphthalene | 8310 | [10 empty] | Naphthalene | Naphthalene | 5005 Naphthalene | Naphthalene | 91203
| 91-20-3 | Water | Naphthalene | 8310 | [10 empty] | Naphthalene | Naphthalene | 5005 Naphthalene | Naphthalene | 91203
| 91-20-3 | Soil | Naphthalene | 625 | [10 empty] | Naphthalene | Naphthalene | 5005 Naphthalene | Naphthalene | 91203
| 91-20-3 | Water | Naphthalene | 625 | [10 empty] | Naphthalene | Naphthalene | 5005 Naphthalene | Naphthalene | 91203
| 91-20-3 | Soil | Naphthalene | 8260C | [10 empty] | Naphthalene | Naphthalene | 5005 Naphthalene | Naphthalene | 91203
| 91-20-3 | Water | Naphthalene | 8260C | [10 empty] | Naphthalene | Naphthalene | 5005 Naphthalene | Naphthalene | 91203
| 91-20-3 | Soil | Naphthalene | 8260C-SIM | [10 empty] | Naphthalene | Naphthalene | 5005 Naphthalene | Naphthalene | 91203
| 91-20-3 | Water | Naphthalene | 8260C-SIM | [10 empty] | Naphthalene | Naphthalene | 5005 Naphthalene | Naphthalene | 91203
| 91-20-3 | Soil | Naphthalene | 8260D | [10 empty] | Naphthalene | Naphthalene | 5005 Naphthalene | Naphthalene | 91203
| 91-20-3 | Water | Naphthalene | 8260D | [10 empty] | Naphthalene | Naphthalene | 5005 Naphthalene | Naphthalene | 91203
| 91-20-3 | Soil | Naphthalene | 8260D-SIM | [10 empty] | Naphthalene | Naphthalene | 5005 Naphthalene | Naphthalene | 91203
| 91-20-3 | Water | Naphthalene | 8260D-SIM | [10 empty] | Naphthalene | Naphthalene | 5005 Naphthalene | Naphthalene | 91203
| 91-20-3 | Soil | Naphthalene | 8270D | [10 empty] | Naphthalene | Naphthalene | 5005 Naphthalene | Naphthalene | 91203
| 91-20-3 | Water | Naphthalene | 8270D | [10 empty] | Naphthalene | Naphthalene | 5005 Naphthalene | Naphthalene | 91203
| 91-20-3 | Soil | Naphthalene | 8270D-SIM | [10 empty] | Naphthalene | Naphthalene | 5005 Naphthalene | Naphthalene | 91203
| 91-20-3 | Water | Naphthalene | 8270D-SIM | [10 empty] | Naphthalene | Naphthalene | 5005 Naphthalene | Naphthalene | 91203
| 91-20-3 | Soil | Naphthalene | 8270E | [10 empty] | Naphthalene | Naphthalene | 5005 Naphthalene | Naphthalene | 91203
| 91-20-3 | Water | Naphthalene | 8270E | [10 empty] | Naphthalene | Naphthalene | 5005 Naphthalene | Naphthalene | 91203
| 91-20-3 | Soil | Naphthalene | 8270E-SIM | [10 empty] | Naphthalene | Naphthalene | 5005 Naphthalene | Naphthalene | 91203
| 91-20-3 | Water | Naphthalene | 8270E-SIM | [10 empty] | Naphthalene | Naphthalene | 5005 Naphthalene | Naphthalene | 91203
| 91-20-3 | Air | Naphthalene | TO-13A | [10 empty] | Naphthalene | Naphthalene | 5005 Naphthalene | Naphthalene | 91203
| 91-20-3 | Air | Naphthalene | TO-13A SIM | [10 empty] | Naphthalene | Naphthalene | 5005 Naphthalene | Naphthalene | 91203
| 91-20-3 | Air | Naphthalene | TO-15 | [10 empty] | Naphthalene | Naphthalene | 5005 Naphthalene | Naphthalene | 91203
| 91-20-3 | Air | Naphthalene | TO-15 SIM | [10 empty] | Naphthalene | Naphthalene | 5005 Naphthalene | Naphthalene | 91203
| 4151-50-2 | Soil | N-Ethyl perfluorooctane sulfonamide (EtFOSA) | 1633 | [10 empty] | N-Ethyl perfluorooctane sulfonamide (EtFOSA) |  |  |  | 4151502
| 4151-50-2 | Water | N-Ethyl perfluorooctane sulfonamide (EtFOSA) | 1633 | [10 empty] | N-Ethyl perfluorooctane sulfonamide (EtFOSA) |  |  |  | 4151502
| 4151-50-2 | Soil | N-Ethyl perfluorooctane sulfonamide (EtFOSA) | 537 mod | [10 empty] | N-Ethyl perfluorooctane sulfonamide (EtFOSA) |  |  |  | 4151502
| 4151-50-2 | Water | N-Ethyl perfluorooctane sulfonamide (EtFOSA) | 537 mod | [10 empty] | N-Ethyl perfluorooctane sulfonamide (EtFOSA) |  |  |  | 4151502
| 4151-50-2 | Soil | N-Ethyl perfluorooctane sulfonamide (EtFOSA) | 537.1 | [10 empty] | N-Ethyl perfluorooctane sulfonamide (EtFOSA) |  |  |  | 4151502
| 4151-50-2 | Water | N-Ethyl perfluorooctane sulfonamide (EtFOSA) | 537.1 | [10 empty] | N-Ethyl perfluorooctane sulfonamide (EtFOSA) |  |  |  | 4151502
| 4151-50-2 | Soil | N-Ethyl perfluorooctane sulfonamide (EtFOSA) | Draft 1633 | [10 empty] | N-Ethyl perfluorooctane sulfonamide (EtFOSA) |  |  |  | 4151502
| 4151-50-2 | Water | N-Ethyl perfluorooctane sulfonamide (EtFOSA) | Draft 1633 | [10 empty] | N-Ethyl perfluorooctane sulfonamide (EtFOSA) |  |  |  | 4151502
| 4151-50-2 | Soil | N-Ethyl perfluorooctane sulfonamide (EtFOSA) | PFAS by LCMSMS Compliant with QSM 5.4 Table B-15 | [10 empty] | N-Ethyl perfluorooctane sulfonamide (EtFOSA) |  |  |  | 4151502
| 4151-50-2 | Water | N-Ethyl perfluorooctane sulfonamide (EtFOSA) | PFAS by LCMSMS Compliant with QSM 5.4 Table B-15 | [10 empty] | N-Ethyl perfluorooctane sulfonamide (EtFOSA) |  |  |  | 4151502
| 1691-99-2 | Soil | N-Ethyl perfluorooctane sulfonamidoethanol (EtFOSE) | 1633 | [10 empty] | N-Ethyl perfluorooctane sulfonamidoethanol (EtFOSE) |  |  | N-Ethylperfluorooctane sulfonamido ethanol (EtFOSE) | 1691992
| 1691-99-2 | Water | N-Ethyl perfluorooctane sulfonamidoethanol (EtFOSE) | 1633 | [10 empty] | N-Ethyl perfluorooctane sulfonamidoethanol (EtFOSE) |  |  | N-Ethylperfluorooctane sulfonamido ethanol (EtFOSE) | 1691992
| 1691-99-2 | Soil | N-Ethyl perfluorooctane sulfonamidoethanol (EtFOSE) | 537 mod | [10 empty] | N-Ethyl perfluorooctane sulfonamidoethanol (EtFOSE) |  |  | N-Ethylperfluorooctane sulfonamido ethanol (EtFOSE) | 1691992
| 1691-99-2 | Water | N-Ethyl perfluorooctane sulfonamidoethanol (EtFOSE) | 537 mod | [10 empty] | N-Ethyl perfluorooctane sulfonamidoethanol (EtFOSE) |  |  | N-Ethylperfluorooctane sulfonamido ethanol (EtFOSE) | 1691992
| 1691-99-2 | Soil | N-Ethyl perfluorooctane sulfonamidoethanol (EtFOSE) | 537.1 | [10 empty] | N-Ethyl perfluorooctane sulfonamidoethanol (EtFOSE) |  |  | N-Ethylperfluorooctane sulfonamido ethanol (EtFOSE) | 1691992
| 1691-99-2 | Water | N-Ethyl perfluorooctane sulfonamidoethanol (EtFOSE) | 537.1 | [10 empty] | N-Ethyl perfluorooctane sulfonamidoethanol (EtFOSE) |  |  | N-Ethylperfluorooctane sulfonamido ethanol (EtFOSE) | 1691992
| 1691-99-2 | Soil | N-Ethyl perfluorooctane sulfonamidoethanol (EtFOSE) | Draft 1633 | [10 empty] | N-Ethyl perfluorooctane sulfonamidoethanol (EtFOSE) |  |  | N-Ethylperfluorooctane sulfonamido ethanol (EtFOSE) | 1691992
| 1691-99-2 | Water | N-Ethyl perfluorooctane sulfonamidoethanol (EtFOSE) | Draft 1633 | [10 empty] | N-Ethyl perfluorooctane sulfonamidoethanol (EtFOSE) |  |  | N-Ethylperfluorooctane sulfonamido ethanol (EtFOSE) | 1691992
| 1691-99-2 | Soil | N-Ethyl perfluorooctane sulfonamidoethanol (EtFOSE) | PFAS by LCMSMS Compliant with QSM 5.4 Table B-15 | [10 empty] | N-Ethyl perfluorooctane sulfonamidoethanol (EtFOSE) |  |  | N-Ethylperfluorooctane sulfonamido ethanol (EtFOSE) | 1691992
| 1691-99-2 | Water | N-Ethyl perfluorooctane sulfonamidoethanol (EtFOSE) | PFAS by LCMSMS Compliant with QSM 5.4 Table B-15 | [10 empty] | N-Ethyl perfluorooctane sulfonamidoethanol (EtFOSE) |  |  | N-Ethylperfluorooctane sulfonamido ethanol (EtFOSE) | 1691992
| 2991-50-6 | Soil | N-ethyl perfluorooctanesulfonamidoacetic acid (NEtFOSAA) | 1633 | [10 empty] | N-ethyl perfluorooctanesulfonamidoacetic acid (NEtFOSAA) |  |  | N-Ethylperfluorooctane sufonamido acetic acid (NEtFOSAA) | 2991506
| 2991-50-6 | Water | N-ethyl perfluorooctanesulfonamidoacetic acid (NEtFOSAA) | 1633 | [10 empty] | N-ethyl perfluorooctanesulfonamidoacetic acid (NEtFOSAA) |  |  | N-Ethylperfluorooctane sufonamido acetic acid (NEtFOSAA) | 2991506
| 2991-50-6 | Soil | N-ethyl perfluorooctanesulfonamidoacetic acid (NEtFOSAA) | 537 mod | [10 empty] | N-ethyl perfluorooctanesulfonamidoacetic acid (NEtFOSAA) |  |  | N-Ethylperfluorooctane sufonamido acetic acid (NEtFOSAA) | 2991506
| 2991-50-6 | Water | N-ethyl perfluorooctanesulfonamidoacetic acid (NEtFOSAA) | 537 mod | [10 empty] | N-ethyl perfluorooctanesulfonamidoacetic acid (NEtFOSAA) |  |  | N-Ethylperfluorooctane sufonamido acetic acid (NEtFOSAA) | 2991506
| 2991-50-6 | Soil | N-ethyl perfluorooctanesulfonamidoacetic acid (NEtFOSAA) | 537.1 | [10 empty] | N-ethyl perfluorooctanesulfonamidoacetic acid (NEtFOSAA) |  |  | N-Ethylperfluorooctane sufonamido acetic acid (NEtFOSAA) | 2991506
| 2991-50-6 | Water | N-ethyl perfluorooctanesulfonamidoacetic acid (NEtFOSAA) | 537.1 | [10 empty] | N-ethyl perfluorooctanesulfonamidoacetic acid (NEtFOSAA) |  |  | N-Ethylperfluorooctane sufonamido acetic acid (NEtFOSAA) | 2991506
| 2991-50-6 | Soil | N-ethyl perfluorooctanesulfonamidoacetic acid (NEtFOSAA) | Draft 1633 | [10 empty] | N-ethyl perfluorooctanesulfonamidoacetic acid (NEtFOSAA) |  |  | N-Ethylperfluorooctane sufonamido acetic acid (NEtFOSAA) | 2991506
| 2991-50-6 | Water | N-ethyl perfluorooctanesulfonamidoacetic acid (NEtFOSAA) | Draft 1633 | [10 empty] | N-ethyl perfluorooctanesulfonamidoacetic acid (NEtFOSAA) |  |  | N-Ethylperfluorooctane sufonamido acetic acid (NEtFOSAA) | 2991506
| 2991-50-6 | Soil | N-ethyl perfluorooctanesulfonamidoacetic acid (NEtFOSAA) | PFAS by LCMSMS Compliant with QSM 5.4 Table B-15 | [10 empty] | N-ethyl perfluorooctanesulfonamidoacetic acid (NEtFOSAA) |  |  | N-Ethylperfluorooctane sufonamido acetic acid (NEtFOSAA) | 2991506
| 2991-50-6 | Water | N-ethyl perfluorooctanesulfonamidoacetic acid (NEtFOSAA) | PFAS by LCMSMS Compliant with QSM 5.4 Table B-15 | [10 empty] | N-ethyl perfluorooctanesulfonamidoacetic acid (NEtFOSAA) |  |  | N-Ethylperfluorooctane sufonamido acetic acid (NEtFOSAA) | 2991506
| 4151-50-2 | Soil | N-ethylperfluoro-1-octanesulfonamide (NEtPFOSA) | 1633 | [10 empty] | N-ethylperfluoro-1-octanesulfonamide (NEtPFOSA) | N-ethylperfluoro-1-octanesulfonamide (NEtPFOSA) |  | N-ethylperfluoro-1-octanesulfonamide (NEtPFOSA) | 4151502
| 4151-50-2 | Water | N-ethylperfluoro-1-octanesulfonamide (NEtPFOSA) | 1633 | [10 empty] | N-ethylperfluoro-1-octanesulfonamide (NEtPFOSA) | N-ethylperfluoro-1-octanesulfonamide (NEtPFOSA) |  | N-ethylperfluoro-1-octanesulfonamide (NEtPFOSA) | 4151502
| 4151-50-2 | Soil | N-ethylperfluoro-1-octanesulfonamide (NEtPFOSA) | Draft 1633 | [10 empty] | N-ethylperfluoro-1-octanesulfonamide (NEtPFOSA) | N-ethylperfluoro-1-octanesulfonamide (NEtPFOSA) |  | N-ethylperfluoro-1-octanesulfonamide (NEtPFOSA) | 4151502
| 4151-50-2 | Water | N-ethylperfluoro-1-octanesulfonamide (NEtPFOSA) | Draft 1633 | [10 empty] | N-ethylperfluoro-1-octanesulfonamide (NEtPFOSA) | N-ethylperfluoro-1-octanesulfonamide (NEtPFOSA) |  | N-ethylperfluoro-1-octanesulfonamide (NEtPFOSA) | 4151502
| 7440-02-0 | Soil | Nickel, Total | 200.7 | [10 empty] | Nickel, Total | Nickel |  | Nickel | 7440020
| 7440-02-0 | Water | Nickel, Total | 200.7 | [10 empty] | Nickel, Total | Nickel |  | Nickel | 7440020
| 7440-02-0 | Soil | Nickel, Total | 200.8 | [10 empty] | Nickel, Total | Nickel |  | Nickel | 7440020
| 7440-02-0 | Water | Nickel, Total | 200.8 | [10 empty] | Nickel, Total | Nickel |  | Nickel | 7440020
| 7440-02-0 | Soil | Nickel, Total | 6010B | [10 empty] | Nickel, Total | Nickel |  | Nickel | 7440020
| 7440-02-0 | Water | Nickel, Total | 6010B | [10 empty] | Nickel, Total | Nickel |  | Nickel | 7440020
| 7440-02-0 | Soil | Nickel, Total | 6010C | [10 empty] | Nickel, Total | Nickel |  | Nickel | 7440020
| 7440-02-0 | Water | Nickel, Total | 6010C | [10 empty] | Nickel, Total | Nickel |  | Nickel | 7440020
| 7440-02-0 | Soil | Nickel, Total | 6010D | [10 empty] | Nickel, Total | Nickel |  | Nickel | 7440020
| 7440-02-0 | Water | Nickel, Total | 6010D | [10 empty] | Nickel, Total | Nickel |  | Nickel | 7440020
| 7440-02-0 | Soil | Nickel, Total | 6020 | [10 empty] | Nickel, Total | Nickel |  | Nickel | 7440020
| 7440-02-0 | Water | Nickel, Total | 6020 | [10 empty] | Nickel, Total | Nickel |  | Nickel | 7440020
| 7440-02-0 | Soil | Nickel, Total | 6020A | [10 empty] | Nickel, Total | Nickel |  | Nickel | 7440020
| 7440-02-0 | Water | Nickel, Total | 6020A | [10 empty] | Nickel, Total | Nickel |  | Nickel | 7440020
| 7440-02-0 | Soil | Nickel, Total | 6020B | [10 empty] | Nickel, Total | Nickel |  | Nickel | 7440020
| 7440-02-0 | Water | Nickel, Total | 6020B | [10 empty] | Nickel, Total | Nickel |  | Nickel | 7440020
| 98-95-3 | Soil | Nitrobenzene | 625.1 | [10 empty] | Nitrobenzene | Nitrobenzene | 5015 Nitrobenzene | Nitrobenzene | 98953
| 98-95-3 | Water | Nitrobenzene | 625.1 | [10 empty] | Nitrobenzene | Nitrobenzene | 5015 Nitrobenzene | Nitrobenzene | 98953
| 98-95-3 | Soil | Nitrobenzene | 625 | [10 empty] | Nitrobenzene | Nitrobenzene | 5015 Nitrobenzene | Nitrobenzene | 98953
| 98-95-3 | Water | Nitrobenzene | 625 | [10 empty] | Nitrobenzene | Nitrobenzene | 5015 Nitrobenzene | Nitrobenzene | 98953
| 98-95-3 | Soil | Nitrobenzene | 8270D | [10 empty] | Nitrobenzene | Nitrobenzene | 5015 Nitrobenzene | Nitrobenzene | 98953
| 98-95-3 | Water | Nitrobenzene | 8270D | [10 empty] | Nitrobenzene | Nitrobenzene | 5015 Nitrobenzene | Nitrobenzene | 98953
| 98-95-3 | Soil | Nitrobenzene | 8270D-SIM | [10 empty] | Nitrobenzene | Nitrobenzene | 5015 Nitrobenzene | Nitrobenzene | 98953
| 98-95-3 | Water | Nitrobenzene | 8270D-SIM | [10 empty] | Nitrobenzene | Nitrobenzene | 5015 Nitrobenzene | Nitrobenzene | 98953
| 98-95-3 | Soil | Nitrobenzene | 8270E | [10 empty] | Nitrobenzene | Nitrobenzene | 5015 Nitrobenzene | Nitrobenzene | 98953
| 98-95-3 | Water | Nitrobenzene | 8270E | [10 empty] | Nitrobenzene | Nitrobenzene | 5015 Nitrobenzene | Nitrobenzene | 98953
| 98-95-3 | Soil | Nitrobenzene | 8270E-SIM | [10 empty] | Nitrobenzene | Nitrobenzene | 5015 Nitrobenzene | Nitrobenzene | 98953
| 98-95-3 | Water | Nitrobenzene | 8270E-SIM | [10 empty] | Nitrobenzene | Nitrobenzene | 5015 Nitrobenzene | Nitrobenzene | 98953
| 98-95-3 | Soil | Nitrobenzene | 8321A | [10 empty] | Nitrobenzene | Nitrobenzene | 5015 Nitrobenzene | Nitrobenzene | 98953
| 98-95-3 | Water | Nitrobenzene | 8321A | [10 empty] | Nitrobenzene | Nitrobenzene | 5015 Nitrobenzene | Nitrobenzene | 98953
| 98-95-3 | Soil | Nitrobenzene | 8321B | [10 empty] | Nitrobenzene | Nitrobenzene | 5015 Nitrobenzene | Nitrobenzene | 98953
| 98-95-3 | Water | Nitrobenzene | 8321B | [10 empty] | Nitrobenzene | Nitrobenzene | 5015 Nitrobenzene | Nitrobenzene | 98953
| 98-95-3 | Soil | Nitrobenzene | 8330A | [10 empty] | Nitrobenzene | Nitrobenzene | 5015 Nitrobenzene | Nitrobenzene | 98953
| 98-95-3 | Water | Nitrobenzene | 8330A | [10 empty] | Nitrobenzene | Nitrobenzene | 5015 Nitrobenzene | Nitrobenzene | 98953
| 98-95-3 | Soil | Nitrobenzene | 8330B | [10 empty] | Nitrobenzene | Nitrobenzene | 5015 Nitrobenzene | Nitrobenzene | 98953
| 98-95-3 | Water | Nitrobenzene | 8330B | [10 empty] | Nitrobenzene | Nitrobenzene | 5015 Nitrobenzene | Nitrobenzene | 98953
| 98-95-3 | Air | Nitrobenzene | TO-15 | [10 empty] | Nitrobenzene | Nitrobenzene | 5015 Nitrobenzene | Nitrobenzene | 98953
| 98-95-3 | Air | Nitrobenzene | TO-15 SIM | [10 empty] | Nitrobenzene | Nitrobenzene | 5015 Nitrobenzene | Nitrobenzene | 98953
| 55-63-0 | Soil | Nitroglycerin | 8321A | [10 empty] | Nitroglycerin | Nitroglycerin |  |  | 55630
| 55-63-0 | Water | Nitroglycerin | 8321A | [10 empty] | Nitroglycerin | Nitroglycerin |  |  | 55630
| 55-63-0 | Soil | Nitroglycerin | 8321B | [10 empty] | Nitroglycerin | Nitroglycerin |  |  | 55630
| 55-63-0 | Water | Nitroglycerin | 8321B | [10 empty] | Nitroglycerin | Nitroglycerin |  |  | 55630
| 55-63-0 | Soil | Nitroglycerin | 8330A | [10 empty] | Nitroglycerin | Nitroglycerin |  |  | 55630
| 55-63-0 | Water | Nitroglycerin | 8330A | [10 empty] | Nitroglycerin | Nitroglycerin |  |  | 55630
| 55-63-0 | Soil | Nitroglycerin | 8330B | [10 empty] | Nitroglycerin | Nitroglycerin |  |  | 55630
| 55-63-0 | Water | Nitroglycerin | 8330B | [10 empty] | Nitroglycerin | Nitroglycerin |  |  | 55630
| 556-88-7 | Soil | Nitroguanidine | 8321A | [10 empty] | Nitroguanidine | Nitroguanidine |  |  | 556887
| 556-88-7 | Water | Nitroguanidine | 8321A | [10 empty] | Nitroguanidine | Nitroguanidine |  |  | 556887
| 62-75-9 | Soil | Nitrosodimethylamine, N- | 625.1 | [10 empty] | N-Nitrosodimethylamine | n-Nitrosodimethylamine | 6530 n-Nitrosodimethylamine | n-Nitrosodimethylamine | 62759
| 62-75-9 | Water | Nitrosodimethylamine, N- | 625.1 | [10 empty] | N-Nitrosodimethylamine | n-Nitrosodimethylamine | 6530 n-Nitrosodimethylamine | n-Nitrosodimethylamine | 62759
| 62-75-9 | Soil | Nitrosodimethylamine, N- | 625 | [10 empty] | N-Nitrosodimethylamine | n-Nitrosodimethylamine | 6530 n-Nitrosodimethylamine | n-Nitrosodimethylamine | 62759
| 62-75-9 | Water | Nitrosodimethylamine, N- | 625 | [10 empty] | N-Nitrosodimethylamine | n-Nitrosodimethylamine | 6530 n-Nitrosodimethylamine | n-Nitrosodimethylamine | 62759
| 62-75-9 | Soil | Nitrosodimethylamine, N- | 8270D | [10 empty] | N-Nitrosodimethylamine | n-Nitrosodimethylamine | 6530 n-Nitrosodimethylamine | n-Nitrosodimethylamine | 62759
| 62-75-9 | Water | Nitrosodimethylamine, N- | 8270D | [10 empty] | N-Nitrosodimethylamine | n-Nitrosodimethylamine | 6530 n-Nitrosodimethylamine | n-Nitrosodimethylamine | 62759
| 62-75-9 | Soil | Nitrosodimethylamine, N- | 8270D-SIM | [10 empty] | N-Nitrosodimethylamine | n-Nitrosodimethylamine | 6530 n-Nitrosodimethylamine | n-Nitrosodimethylamine | 62759
| 62-75-9 | Water | Nitrosodimethylamine, N- | 8270D-SIM | [10 empty] | N-Nitrosodimethylamine | n-Nitrosodimethylamine | 6530 n-Nitrosodimethylamine | n-Nitrosodimethylamine | 62759
| 62-75-9 | Soil | Nitrosodimethylamine, N- | 8270E | [10 empty] | N-Nitrosodimethylamine | n-Nitrosodimethylamine | 6530 n-Nitrosodimethylamine | n-Nitrosodimethylamine | 62759
| 62-75-9 | Water | Nitrosodimethylamine, N- | 8270E | [10 empty] | N-Nitrosodimethylamine | n-Nitrosodimethylamine | 6530 n-Nitrosodimethylamine | n-Nitrosodimethylamine | 62759
| 62-75-9 | Soil | Nitrosodimethylamine, N- | 8270E-SIM | [10 empty] | N-Nitrosodimethylamine | n-Nitrosodimethylamine | 6530 n-Nitrosodimethylamine | n-Nitrosodimethylamine | 62759
| 62-75-9 | Water | Nitrosodimethylamine, N- | 8270E-SIM | [10 empty] | N-Nitrosodimethylamine | n-Nitrosodimethylamine | 6530 n-Nitrosodimethylamine | n-Nitrosodimethylamine | 62759
| 62-75-9 | Air | Nitrosodimethylamine, N- | TO-15 | [10 empty] | N-Nitrosodimethylamine | n-Nitrosodimethylamine | 6530 n-Nitrosodimethylamine | n-Nitrosodimethylamine | 62759
| 62-75-9 | Air | Nitrosodimethylamine, N- | TO-15 SIM | [10 empty] | N-Nitrosodimethylamine | n-Nitrosodimethylamine | 6530 n-Nitrosodimethylamine | n-Nitrosodimethylamine | 62759
| 621-64-7 | Soil | Nitroso-di-N-propylamine, N- | 625.1 | [10 empty] | N-Nitroso-di-N-propylamine | n-Nitrosodi-n-propylamine | 6545 n-Nitrosodi-n-propylamine | n-Nitrosodi-n-propylamine | 621647
| 621-64-7 | Water | Nitroso-di-N-propylamine, N- | 625.1 | [10 empty] | N-Nitroso-di-N-propylamine | n-Nitrosodi-n-propylamine | 6545 n-Nitrosodi-n-propylamine | n-Nitrosodi-n-propylamine | 621647
| 621-64-7 | Soil | Nitroso-di-N-propylamine, N- | 625 | [10 empty] | N-Nitroso-di-N-propylamine | n-Nitrosodi-n-propylamine | 6545 n-Nitrosodi-n-propylamine | n-Nitrosodi-n-propylamine | 621647
| 621-64-7 | Water | Nitroso-di-N-propylamine, N- | 625 | [10 empty] | N-Nitroso-di-N-propylamine | n-Nitrosodi-n-propylamine | 6545 n-Nitrosodi-n-propylamine | n-Nitrosodi-n-propylamine | 621647
| 621-64-7 | Soil | Nitroso-di-N-propylamine, N- | 8270D | [10 empty] | N-Nitroso-di-N-propylamine | n-Nitrosodi-n-propylamine | 6545 n-Nitrosodi-n-propylamine | n-Nitrosodi-n-propylamine | 621647
| 621-64-7 | Water | Nitroso-di-N-propylamine, N- | 8270D | [10 empty] | N-Nitroso-di-N-propylamine | n-Nitrosodi-n-propylamine | 6545 n-Nitrosodi-n-propylamine | n-Nitrosodi-n-propylamine | 621647
| 621-64-7 | Soil | Nitroso-di-N-propylamine, N- | 8270D-SIM | [10 empty] | N-Nitroso-di-N-propylamine | n-Nitrosodi-n-propylamine | 6545 n-Nitrosodi-n-propylamine | n-Nitrosodi-n-propylamine | 621647
| 621-64-7 | Water | Nitroso-di-N-propylamine, N- | 8270D-SIM | [10 empty] | N-Nitroso-di-N-propylamine | n-Nitrosodi-n-propylamine | 6545 n-Nitrosodi-n-propylamine | n-Nitrosodi-n-propylamine | 621647
| 621-64-7 | Soil | Nitroso-di-N-propylamine, N- | 8270E | [10 empty] | N-Nitroso-di-N-propylamine | n-Nitrosodi-n-propylamine | 6545 n-Nitrosodi-n-propylamine | n-Nitrosodi-n-propylamine | 621647
| 621-64-7 | Water | Nitroso-di-N-propylamine, N- | 8270E | [10 empty] | N-Nitroso-di-N-propylamine | n-Nitrosodi-n-propylamine | 6545 n-Nitrosodi-n-propylamine | n-Nitrosodi-n-propylamine | 621647
| 621-64-7 | Soil | Nitroso-di-N-propylamine, N- | 8270E-SIM | [10 empty] | N-Nitroso-di-N-propylamine | n-Nitrosodi-n-propylamine | 6545 n-Nitrosodi-n-propylamine | n-Nitrosodi-n-propylamine | 621647
| 621-64-7 | Water | Nitroso-di-N-propylamine, N- | 8270E-SIM | [10 empty] | N-Nitroso-di-N-propylamine | n-Nitrosodi-n-propylamine | 6545 n-Nitrosodi-n-propylamine | n-Nitrosodi-n-propylamine | 621647
| 86-30-6 | Soil | Nitrosodiphenylamine, N- | 625.1 | [10 empty] | N-Nitrosodiphenylamine | n-Nitrosodiphenylamine | 6535 n-Nitrosodiphenylamine | n-Nitrosodiphenylamine | 86306
| 86-30-6 | Water | Nitrosodiphenylamine, N- | 625.1 | [10 empty] | N-Nitrosodiphenylamine | n-Nitrosodiphenylamine | 6535 n-Nitrosodiphenylamine | n-Nitrosodiphenylamine | 86306
| 86-30-6 | Soil | Nitrosodiphenylamine, N- | 625 | [10 empty] | N-Nitrosodiphenylamine | n-Nitrosodiphenylamine | 6535 n-Nitrosodiphenylamine | n-Nitrosodiphenylamine | 86306
| 86-30-6 | Water | Nitrosodiphenylamine, N- | 625 | [10 empty] | N-Nitrosodiphenylamine | n-Nitrosodiphenylamine | 6535 n-Nitrosodiphenylamine | n-Nitrosodiphenylamine | 86306
| 86-30-6 | Soil | Nitrosodiphenylamine, N- | 8270D | [10 empty] | N-Nitrosodiphenylamine | n-Nitrosodiphenylamine | 6535 n-Nitrosodiphenylamine | n-Nitrosodiphenylamine | 86306
| 86-30-6 | Water | Nitrosodiphenylamine, N- | 8270D | [10 empty] | N-Nitrosodiphenylamine | n-Nitrosodiphenylamine | 6535 n-Nitrosodiphenylamine | n-Nitrosodiphenylamine | 86306
| 86-30-6 | Soil | Nitrosodiphenylamine, N- | 8270D-SIM | [10 empty] | N-Nitrosodiphenylamine | n-Nitrosodiphenylamine | 6535 n-Nitrosodiphenylamine | n-Nitrosodiphenylamine | 86306
| 86-30-6 | Water | Nitrosodiphenylamine, N- | 8270D-SIM | [10 empty] | N-Nitrosodiphenylamine | n-Nitrosodiphenylamine | 6535 n-Nitrosodiphenylamine | n-Nitrosodiphenylamine | 86306
| 86-30-6 | Soil | Nitrosodiphenylamine, N- | 8270E | [10 empty] | N-Nitrosodiphenylamine | n-Nitrosodiphenylamine | 6535 n-Nitrosodiphenylamine | n-Nitrosodiphenylamine | 86306
| 86-30-6 | Water | Nitrosodiphenylamine, N- | 8270E | [10 empty] | N-Nitrosodiphenylamine | n-Nitrosodiphenylamine | 6535 n-Nitrosodiphenylamine | n-Nitrosodiphenylamine | 86306
| 86-30-6 | Soil | Nitrosodiphenylamine, N- | 8270E-SIM | [10 empty] | N-Nitrosodiphenylamine | n-Nitrosodiphenylamine | 6535 n-Nitrosodiphenylamine | n-Nitrosodiphenylamine | 86306
| 86-30-6 | Water | Nitrosodiphenylamine, N- | 8270E-SIM | [10 empty] | N-Nitrosodiphenylamine | n-Nitrosodiphenylamine | 6535 n-Nitrosodiphenylamine | n-Nitrosodiphenylamine | 86306
| 99-08-1 | Soil | Nitrotoluene, m- | 8321A | [10 empty] | m-Nitrotoluene | 3-Nitrotoluene |  |  | 99081
| 99-08-1 | Water | Nitrotoluene, m- | 8321A | [10 empty] | m-Nitrotoluene | 3-Nitrotoluene |  |  | 99081
| 99-08-1 | Soil | Nitrotoluene, m- | 8321B | [10 empty] | m-Nitrotoluene | 3-Nitrotoluene |  |  | 99081
| 99-08-1 | Water | Nitrotoluene, m- | 8321B | [10 empty] | m-Nitrotoluene | 3-Nitrotoluene |  |  | 99081
| 99-08-1 | Soil | Nitrotoluene, m- | 8330A | [10 empty] | m-Nitrotoluene | 3-Nitrotoluene |  |  | 99081
| 99-08-1 | Water | Nitrotoluene, m- | 8330A | [10 empty] | m-Nitrotoluene | 3-Nitrotoluene |  |  | 99081
| 99-08-1 | Soil | Nitrotoluene, m- | 8330B | [10 empty] | m-Nitrotoluene | 3-Nitrotoluene |  |  | 99081
| 99-08-1 | Water | Nitrotoluene, m- | 8330B | [10 empty] | m-Nitrotoluene | 3-Nitrotoluene |  |  | 99081
| 88-72-2 | Soil | Nitrotoluene, o- | 8321A | [10 empty] | o-Nitrotoluene | 2-Nitrotoluene |  |  | 88722
| 88-72-2 | Water | Nitrotoluene, o- | 8321A | [10 empty] | o-Nitrotoluene | 2-Nitrotoluene |  |  | 88722
| 88-72-2 | Soil | Nitrotoluene, o- | 8321B | [10 empty] | o-Nitrotoluene | 2-Nitrotoluene |  |  | 88722
| 88-72-2 | Water | Nitrotoluene, o- | 8321B | [10 empty] | o-Nitrotoluene | 2-Nitrotoluene |  |  | 88722
| 88-72-2 | Soil | Nitrotoluene, o- | 8330A | [10 empty] | o-Nitrotoluene | 2-Nitrotoluene |  |  | 88722
| 88-72-2 | Water | Nitrotoluene, o- | 8330A | [10 empty] | o-Nitrotoluene | 2-Nitrotoluene |  |  | 88722
| 88-72-2 | Soil | Nitrotoluene, o- | 8330B | [10 empty] | o-Nitrotoluene | 2-Nitrotoluene |  |  | 88722
| 88-72-2 | Water | Nitrotoluene, o- | 8330B | [10 empty] | o-Nitrotoluene | 2-Nitrotoluene |  |  | 88722
| 99-99-0 | Soil | Nitrotoluene, p- | 8321A | [10 empty] | p-Nitrotoluene | 4-Nitrotoluene |  |  | 99990
| 99-99-0 | Water | Nitrotoluene, p- | 8321A | [10 empty] | p-Nitrotoluene | 4-Nitrotoluene |  |  | 99990
| 99-99-0 | Soil | Nitrotoluene, p- | 8321B | [10 empty] | p-Nitrotoluene | 4-Nitrotoluene |  |  | 99990
| 99-99-0 | Water | Nitrotoluene, p- | 8321B | [10 empty] | p-Nitrotoluene | 4-Nitrotoluene |  |  | 99990
| 99-99-0 | Soil | Nitrotoluene, p- | 8330A | [10 empty] | p-Nitrotoluene | 4-Nitrotoluene |  |  | 99990
| 99-99-0 | Water | Nitrotoluene, p- | 8330A | [10 empty] | p-Nitrotoluene | 4-Nitrotoluene |  |  | 99990
| 99-99-0 | Soil | Nitrotoluene, p- | 8330B | [10 empty] | p-Nitrotoluene | 4-Nitrotoluene |  |  | 99990
| 99-99-0 | Water | Nitrotoluene, p- | 8330B | [10 empty] | p-Nitrotoluene | 4-Nitrotoluene |  |  | 99990
| 31506-32-8 | Soil | N-Methyl perfluorooctane sulfonamide (MeFOSA) | 1633 | [10 empty] | N-Methyl perfluorooctane sulfonamide (MeFOSA) |  |  | N-Methylperfluorooctane sulfonamide (MeFOSA) | 31506328
| 31506-32-8 | Water | N-Methyl perfluorooctane sulfonamide (MeFOSA) | 1633 | [10 empty] | N-Methyl perfluorooctane sulfonamide (MeFOSA) |  |  | N-Methylperfluorooctane sulfonamide (MeFOSA) | 31506328
| 31506-32-8 | Soil | N-Methyl perfluorooctane sulfonamide (MeFOSA) | 537 mod | [10 empty] | N-Methyl perfluorooctane sulfonamide (MeFOSA) |  |  | N-Methylperfluorooctane sulfonamide (MeFOSA) | 31506328
| 31506-32-8 | Water | N-Methyl perfluorooctane sulfonamide (MeFOSA) | 537 mod | [10 empty] | N-Methyl perfluorooctane sulfonamide (MeFOSA) |  |  | N-Methylperfluorooctane sulfonamide (MeFOSA) | 31506328
| 31506-32-8 | Soil | N-Methyl perfluorooctane sulfonamide (MeFOSA) | 537.1 | [10 empty] | N-Methyl perfluorooctane sulfonamide (MeFOSA) |  |  | N-Methylperfluorooctane sulfonamide (MeFOSA) | 31506328
| 31506-32-8 | Water | N-Methyl perfluorooctane sulfonamide (MeFOSA) | 537.1 | [10 empty] | N-Methyl perfluorooctane sulfonamide (MeFOSA) |  |  | N-Methylperfluorooctane sulfonamide (MeFOSA) | 31506328
| 31506-32-8 | Soil | N-Methyl perfluorooctane sulfonamide (MeFOSA) | Draft 1633 | [10 empty] | N-Methyl perfluorooctane sulfonamide (MeFOSA) |  |  | N-Methylperfluorooctane sulfonamide (MeFOSA) | 31506328
| 31506-32-8 | Water | N-Methyl perfluorooctane sulfonamide (MeFOSA) | Draft 1633 | [10 empty] | N-Methyl perfluorooctane sulfonamide (MeFOSA) |  |  | N-Methylperfluorooctane sulfonamide (MeFOSA) | 31506328
| 31506-32-8 | Soil | N-Methyl perfluorooctane sulfonamide (MeFOSA) | PFAS by LCMSMS Compliant with QSM 5.4 Table B-15 | [10 empty] | N-Methyl perfluorooctane sulfonamide (MeFOSA) |  |  | N-Methylperfluorooctane sulfonamide (MeFOSA) | 31506328
| 31506-32-8 | Water | N-Methyl perfluorooctane sulfonamide (MeFOSA) | PFAS by LCMSMS Compliant with QSM 5.4 Table B-15 | [10 empty] | N-Methyl perfluorooctane sulfonamide (MeFOSA) |  |  | N-Methylperfluorooctane sulfonamide (MeFOSA) | 31506328
| 24448-09-7 | Soil | N-Methyl perfluorooctane sulfonamidoethanol (MeFOSE) | 1633 | [10 empty] | N-Methyl perfluorooctane sulfonamidoethanol (MeFOSE) |  |  | N-Methylperfluorooctane sulfonamido ethanol (N_MeFOSE) | 24448097
| 24448-09-7 | Water | N-Methyl perfluorooctane sulfonamidoethanol (MeFOSE) | 1633 | [10 empty] | N-Methyl perfluorooctane sulfonamidoethanol (MeFOSE) |  |  | N-Methylperfluorooctane sulfonamido ethanol (N_MeFOSE) | 24448097
| 24448-09-7 | Soil | N-Methyl perfluorooctane sulfonamidoethanol (MeFOSE) | 537 mod | [10 empty] | N-Methyl perfluorooctane sulfonamidoethanol (MeFOSE) |  |  | N-Methylperfluorooctane sulfonamido ethanol (N_MeFOSE) | 24448097
| 24448-09-7 | Water | N-Methyl perfluorooctane sulfonamidoethanol (MeFOSE) | 537 mod | [10 empty] | N-Methyl perfluorooctane sulfonamidoethanol (MeFOSE) |  |  | N-Methylperfluorooctane sulfonamido ethanol (N_MeFOSE) | 24448097
| 24448-09-7 | Soil | N-Methyl perfluorooctane sulfonamidoethanol (MeFOSE) | 537.1 | [10 empty] | N-Methyl perfluorooctane sulfonamidoethanol (MeFOSE) |  |  | N-Methylperfluorooctane sulfonamido ethanol (N_MeFOSE) | 24448097
| 24448-09-7 | Water | N-Methyl perfluorooctane sulfonamidoethanol (MeFOSE) | 537.1 | [10 empty] | N-Methyl perfluorooctane sulfonamidoethanol (MeFOSE) |  |  | N-Methylperfluorooctane sulfonamido ethanol (N_MeFOSE) | 24448097
| 24448-09-7 | Soil | N-Methyl perfluorooctane sulfonamidoethanol (MeFOSE) | Draft 1633 | [10 empty] | N-Methyl perfluorooctane sulfonamidoethanol (MeFOSE) |  |  | N-Methylperfluorooctane sulfonamido ethanol (N_MeFOSE) | 24448097
| 24448-09-7 | Water | N-Methyl perfluorooctane sulfonamidoethanol (MeFOSE) | Draft 1633 | [10 empty] | N-Methyl perfluorooctane sulfonamidoethanol (MeFOSE) |  |  | N-Methylperfluorooctane sulfonamido ethanol (N_MeFOSE) | 24448097
| 24448-09-7 | Soil | N-Methyl perfluorooctane sulfonamidoethanol (MeFOSE) | PFAS by LCMSMS Compliant with QSM 5.4 Table B-15 | [10 empty] | N-Methyl perfluorooctane sulfonamidoethanol (MeFOSE) |  |  | N-Methylperfluorooctane sulfonamido ethanol (N_MeFOSE) | 24448097
| 24448-09-7 | Water | N-Methyl perfluorooctane sulfonamidoethanol (MeFOSE) | PFAS by LCMSMS Compliant with QSM 5.4 Table B-15 | [10 empty] | N-Methyl perfluorooctane sulfonamidoethanol (MeFOSE) |  |  | N-Methylperfluorooctane sulfonamido ethanol (N_MeFOSE) | 24448097
| 2355-31-9 | Soil | N-methyl perfluorooctanesulfonamidoacetic acid (NMeFOSAA) | 1633 | [10 empty] | N-methyl perfluorooctanesulfonamidoacetic acid (NMeFOSAA) |  |  | N-Methylperfluorooctane sulfonamido acetic acid (N-MeFOSAA) | 2355319
| 2355-31-9 | Water | N-methyl perfluorooctanesulfonamidoacetic acid (NMeFOSAA) | 1633 | [10 empty] | N-methyl perfluorooctanesulfonamidoacetic acid (NMeFOSAA) |  |  | N-Methylperfluorooctane sulfonamido acetic acid (N-MeFOSAA) | 2355319
| 2355-31-9 | Soil | N-methyl perfluorooctanesulfonamidoacetic acid (NMeFOSAA) | 537 mod | [10 empty] | N-methyl perfluorooctanesulfonamidoacetic acid (NMeFOSAA) |  |  | N-Methylperfluorooctane sulfonamido acetic acid (N-MeFOSAA) | 2355319
| 2355-31-9 | Water | N-methyl perfluorooctanesulfonamidoacetic acid (NMeFOSAA) | 537 mod | [10 empty] | N-methyl perfluorooctanesulfonamidoacetic acid (NMeFOSAA) |  |  | N-Methylperfluorooctane sulfonamido acetic acid (N-MeFOSAA) | 2355319
| 2355-31-9 | Soil | N-methyl perfluorooctanesulfonamidoacetic acid (NMeFOSAA) | 537.1 | [10 empty] | N-methyl perfluorooctanesulfonamidoacetic acid (NMeFOSAA) |  |  | N-Methylperfluorooctane sulfonamido acetic acid (N-MeFOSAA) | 2355319
| 2355-31-9 | Water | N-methyl perfluorooctanesulfonamidoacetic acid (NMeFOSAA) | 537.1 | [10 empty] | N-methyl perfluorooctanesulfonamidoacetic acid (NMeFOSAA) |  |  | N-Methylperfluorooctane sulfonamido acetic acid (N-MeFOSAA) | 2355319
| 2355-31-9 | Soil | N-methyl perfluorooctanesulfonamidoacetic acid (NMeFOSAA) | Draft 1633 | [10 empty] | N-methyl perfluorooctanesulfonamidoacetic acid (NMeFOSAA) |  |  | N-Methylperfluorooctane sulfonamido acetic acid (N-MeFOSAA) | 2355319
| 2355-31-9 | Water | N-methyl perfluorooctanesulfonamidoacetic acid (NMeFOSAA) | Draft 1633 | [10 empty] | N-methyl perfluorooctanesulfonamidoacetic acid (NMeFOSAA) |  |  | N-Methylperfluorooctane sulfonamido acetic acid (N-MeFOSAA) | 2355319
| 2355-31-9 | Soil | N-methyl perfluorooctanesulfonamidoacetic acid (NMeFOSAA) | PFAS by LCMSMS Compliant with QSM 5.4 Table B-15 | [10 empty] | N-methyl perfluorooctanesulfonamidoacetic acid (NMeFOSAA) |  |  | N-Methylperfluorooctane sulfonamido acetic acid (N-MeFOSAA) | 2355319
| 2355-31-9 | Water | N-methyl perfluorooctanesulfonamidoacetic acid (NMeFOSAA) | PFAS by LCMSMS Compliant with QSM 5.4 Table B-15 | [10 empty] | N-methyl perfluorooctanesulfonamidoacetic acid (NMeFOSAA) |  |  | N-Methylperfluorooctane sulfonamido acetic acid (N-MeFOSAA) | 2355319
| - | Water | N-Nitrosodiphenylamine / Diphenylamine | 625.1 | [10 empty] | N-Nitrosodiphenylamine / Diphenylamine |  |  |  | -
| - | Soil | N-Nitrosodiphenylamine / Diphenylamine | 8270D | [10 empty] | N-Nitrosodiphenylamine / Diphenylamine |  |  |  | -
| - | Water | N-Nitrosodiphenylamine / Diphenylamine | 8270D | [10 empty] | N-Nitrosodiphenylamine / Diphenylamine |  |  |  | -
| - | Soil | N-Nitrosodiphenylamine / Diphenylamine | 8270D-SIM | [10 empty] | N-Nitrosodiphenylamine / Diphenylamine |  |  |  | -
| - | Water | N-Nitrosodiphenylamine / Diphenylamine | 8270D-SIM | [10 empty] | N-Nitrosodiphenylamine / Diphenylamine |  |  |  | -
| - | Soil | N-Nitrosodiphenylamine / Diphenylamine | 8270E | [10 empty] | N-Nitrosodiphenylamine / Diphenylamine |  |  |  | -
| - | Water | N-Nitrosodiphenylamine / Diphenylamine | 8270E | [10 empty] | N-Nitrosodiphenylamine / Diphenylamine |  |  |  | -
| - | Soil | N-Nitrosodiphenylamine / Diphenylamine | 8270E-SIM | [10 empty] | N-Nitrosodiphenylamine / Diphenylamine |  |  |  | -
| - | Water | N-Nitrosodiphenylamine / Diphenylamine | 8270E-SIM | [10 empty] | N-Nitrosodiphenylamine / Diphenylamine |  |  |  | -
| 151772-58-6 | Soil | Nonafluoro-3,6-dioxaheptanoic acid (NFDHA) | 1633 | [10 empty] | Nonafluoro-3,6-dioxaheptanoic acid (NFDHA) | Nonafluoro-3,6-dioxaheptanoic acid (NFDHA) |  | Nonafluoro-3,6-dioxaheptanoic acid (NFDHA) | 151772586
| 151772-58-6 | Water | Nonafluoro-3,6-dioxaheptanoic acid (NFDHA) | 1633 | [10 empty] | Nonafluoro-3,6-dioxaheptanoic acid (NFDHA) | Nonafluoro-3,6-dioxaheptanoic acid (NFDHA) |  | Nonafluoro-3,6-dioxaheptanoic acid (NFDHA) | 151772586
| 151772-58-6 | Soil | Nonafluoro-3,6-dioxaheptanoic acid (NFDHA) | 533 | [10 empty] | Nonafluoro-3,6-dioxaheptanoic acid (NFDHA) | Nonafluoro-3,6-dioxaheptanoic acid (NFDHA) |  | Nonafluoro-3,6-dioxaheptanoic acid (NFDHA) | 151772586
| 151772-58-6 | Water | Nonafluoro-3,6-dioxaheptanoic acid (NFDHA) | 533 | [10 empty] | Nonafluoro-3,6-dioxaheptanoic acid (NFDHA) | Nonafluoro-3,6-dioxaheptanoic acid (NFDHA) |  | Nonafluoro-3,6-dioxaheptanoic acid (NFDHA) | 151772586
| 151772-58-6 | Soil | Nonafluoro-3,6-dioxaheptanoic acid (NFDHA) | Draft 1633 | [10 empty] | Nonafluoro-3,6-dioxaheptanoic acid (NFDHA) | Nonafluoro-3,6-dioxaheptanoic acid (NFDHA) |  | Nonafluoro-3,6-dioxaheptanoic acid (NFDHA) | 151772586
| 151772-58-6 | Water | Nonafluoro-3,6-dioxaheptanoic acid (NFDHA) | Draft 1633 | [10 empty] | Nonafluoro-3,6-dioxaheptanoic acid (NFDHA) | Nonafluoro-3,6-dioxaheptanoic acid (NFDHA) |  | Nonafluoro-3,6-dioxaheptanoic acid (NFDHA) | 151772586
| 3268-87-9 | Soil | OCDD | 8290 | [10 empty] | OCDD |  | 9519 1,2,3,4,6,7,8,9-Octachlorodibenzo-p-dioxin (OCDD) | 1,2,3,4,6,7,8,9-Octachlorodibenzo-p-dioxin (OCDD) | 3268879
| 3268-87-9 | Water | OCDD | 8290 | [10 empty] | OCDD |  | 9519 1,2,3,4,6,7,8,9-Octachlorodibenzo-p-dioxin (OCDD) | 1,2,3,4,6,7,8,9-Octachlorodibenzo-p-dioxin (OCDD) | 3268879
| 3268-87-9 | Soil | OCDD | 1613B | [10 empty] | OCDD |  | 9519 1,2,3,4,6,7,8,9-Octachlorodibenzo-p-dioxin (OCDD) | 1,2,3,4,6,7,8,9-Octachlorodibenzo-p-dioxin (OCDD) | 3268879
| 3268-87-9 | Water | OCDD | 1613B | [10 empty] | OCDD |  | 9519 1,2,3,4,6,7,8,9-Octachlorodibenzo-p-dioxin (OCDD) | 1,2,3,4,6,7,8,9-Octachlorodibenzo-p-dioxin (OCDD) | 3268879
| 3268-87-9 | Soil | OCDD | 8280A | [10 empty] | OCDD |  | 9519 1,2,3,4,6,7,8,9-Octachlorodibenzo-p-dioxin (OCDD) | 1,2,3,4,6,7,8,9-Octachlorodibenzo-p-dioxin (OCDD) | 3268879
| 3268-87-9 | Water | OCDD | 8280A | [10 empty] | OCDD |  | 9519 1,2,3,4,6,7,8,9-Octachlorodibenzo-p-dioxin (OCDD) | 1,2,3,4,6,7,8,9-Octachlorodibenzo-p-dioxin (OCDD) | 3268879
| 3268-87-9 | Soil | OCDD | 8280B | [10 empty] | OCDD |  | 9519 1,2,3,4,6,7,8,9-Octachlorodibenzo-p-dioxin (OCDD) | 1,2,3,4,6,7,8,9-Octachlorodibenzo-p-dioxin (OCDD) | 3268879
| 3268-87-9 | Water | OCDD | 8280B | [10 empty] | OCDD |  | 9519 1,2,3,4,6,7,8,9-Octachlorodibenzo-p-dioxin (OCDD) | 1,2,3,4,6,7,8,9-Octachlorodibenzo-p-dioxin (OCDD) | 3268879
| 3268-87-9 | Soil | OCDD | 8290A | [10 empty] | OCDD |  | 9519 1,2,3,4,6,7,8,9-Octachlorodibenzo-p-dioxin (OCDD) | 1,2,3,4,6,7,8,9-Octachlorodibenzo-p-dioxin (OCDD) | 3268879
| 3268-87-9 | Water | OCDD | 8290A | [10 empty] | OCDD |  | 9519 1,2,3,4,6,7,8,9-Octachlorodibenzo-p-dioxin (OCDD) | 1,2,3,4,6,7,8,9-Octachlorodibenzo-p-dioxin (OCDD) | 3268879
| 3268-87-9 | Air | OCDD | TO-9A | [10 empty] | OCDD |  | 9519 1,2,3,4,6,7,8,9-Octachlorodibenzo-p-dioxin (OCDD) | 1,2,3,4,6,7,8,9-Octachlorodibenzo-p-dioxin (OCDD) | 3268879
| 39001-02-0 | Soil | OCDF | 8290 | [10 empty] | OCDF |  | 9516 1,2,3,4,6,7,8,9-Octachlorodibenzofuran (OCDF) | 1,2,3,4,6,7,8,9-Octachlorodibenzofuran (OCDF) | 39001020
| 39001-02-0 | Water | OCDF | 8290 | [10 empty] | OCDF |  | 9516 1,2,3,4,6,7,8,9-Octachlorodibenzofuran (OCDF) | 1,2,3,4,6,7,8,9-Octachlorodibenzofuran (OCDF) | 39001020
| 39001-02-0 | Soil | OCDF | 1613B | [10 empty] | OCDF |  | 9516 1,2,3,4,6,7,8,9-Octachlorodibenzofuran (OCDF) | 1,2,3,4,6,7,8,9-Octachlorodibenzofuran (OCDF) | 39001020
| 39001-02-2 | Water | OCDF | 1613B | [10 empty] | OCDF |  | 9516 1,2,3,4,6,7,8,9-Octachlorodibenzofuran (OCDF) | 1,2,3,4,6,7,8,9-Octachlorodibenzofuran (OCDF) | 39001022
| 39001-02-0 | Soil | OCDF | 8280A | [10 empty] | OCDF |  | 9516 1,2,3,4,6,7,8,9-Octachlorodibenzofuran (OCDF) | 1,2,3,4,6,7,8,9-Octachlorodibenzofuran (OCDF) | 39001020
| 39001-02-0 | Water | OCDF | 8280A | [10 empty] | OCDF |  | 9516 1,2,3,4,6,7,8,9-Octachlorodibenzofuran (OCDF) | 1,2,3,4,6,7,8,9-Octachlorodibenzofuran (OCDF) | 39001020
| 39001-02-0 | Soil | OCDF | 8280B | [10 empty] | OCDF |  | 9516 1,2,3,4,6,7,8,9-Octachlorodibenzofuran (OCDF) | 1,2,3,4,6,7,8,9-Octachlorodibenzofuran (OCDF) | 39001020
| 39001-02-0 | Water | OCDF | 8280B | [10 empty] | OCDF |  | 9516 1,2,3,4,6,7,8,9-Octachlorodibenzofuran (OCDF) | 1,2,3,4,6,7,8,9-Octachlorodibenzofuran (OCDF) | 39001020
| 39001-02-2 | Soil | OCDF | 8290A | [10 empty] | OCDF |  | 9516 1,2,3,4,6,7,8,9-Octachlorodibenzofuran (OCDF) | 1,2,3,4,6,7,8,9-Octachlorodibenzofuran (OCDF) | 39001022
| 39001-02-2 | Water | OCDF | 8290A | [10 empty] | OCDF |  | 9516 1,2,3,4,6,7,8,9-Octachlorodibenzofuran (OCDF) | 1,2,3,4,6,7,8,9-Octachlorodibenzofuran (OCDF) | 39001022
| 39001-02-2 | Air | OCDF | TO-9A | [10 empty] | OCDF |  | 9516 1,2,3,4,6,7,8,9-Octachlorodibenzofuran (OCDF) | 1,2,3,4,6,7,8,9-Octachlorodibenzofuran (OCDF) | 39001022
| 2691-41-0 | Soil | Octahydro-1,3,5,7-tetranitro-1,3,5,7-tetrazocine (HMX) | 8321A | [10 empty] | Octahydro-1,3,5,7-tetranitro-1,3,5,7-tetrazocine (HMX) | Octahydro-1,3,5,7-tetranitro-1,3,5,7-tetrazocine (HMX) |  |  | 2691410
| 2691-41-0 | Water | Octahydro-1,3,5,7-tetranitro-1,3,5,7-tetrazocine (HMX) | 8321A | [10 empty] | Octahydro-1,3,5,7-tetranitro-1,3,5,7-tetrazocine (HMX) | Octahydro-1,3,5,7-tetranitro-1,3,5,7-tetrazocine (HMX) |  |  | 2691410
| 2691-41-0 | Soil | Octahydro-1,3,5,7-tetranitro-1,3,5,7-tetrazocine (HMX) | 8321B | [10 empty] | Octahydro-1,3,5,7-tetranitro-1,3,5,7-tetrazocine (HMX) | Octahydro-1,3,5,7-tetranitro-1,3,5,7-tetrazocine (HMX) |  |  | 2691410
| 2691-41-0 | Water | Octahydro-1,3,5,7-tetranitro-1,3,5,7-tetrazocine (HMX) | 8321B | [10 empty] | Octahydro-1,3,5,7-tetranitro-1,3,5,7-tetrazocine (HMX) | Octahydro-1,3,5,7-tetranitro-1,3,5,7-tetrazocine (HMX) |  |  | 2691410
| 2691-41-0 | Soil | Octahydro-1,3,5,7-tetranitro-1,3,5,7-tetrazocine (HMX) | 8330A | [10 empty] | Octahydro-1,3,5,7-tetranitro-1,3,5,7-tetrazocine (HMX) | Octahydro-1,3,5,7-tetranitro-1,3,5,7-tetrazocine (HMX) |  |  | 2691410
| 2691-41-0 | Water | Octahydro-1,3,5,7-tetranitro-1,3,5,7-tetrazocine (HMX) | 8330A | [10 empty] | Octahydro-1,3,5,7-tetranitro-1,3,5,7-tetrazocine (HMX) | Octahydro-1,3,5,7-tetranitro-1,3,5,7-tetrazocine (HMX) |  |  | 2691410
| 2691-41-0 | Soil | Octahydro-1,3,5,7-tetranitro-1,3,5,7-tetrazocine (HMX) | 8330B | [10 empty] | Octahydro-1,3,5,7-tetranitro-1,3,5,7-tetrazocine (HMX) | Octahydro-1,3,5,7-tetranitro-1,3,5,7-tetrazocine (HMX) |  |  | 2691410
| 2691-41-0 | Water | Octahydro-1,3,5,7-tetranitro-1,3,5,7-tetrazocine (HMX) | 8330B | [10 empty] | Octahydro-1,3,5,7-tetranitro-1,3,5,7-tetrazocine (HMX) | Octahydro-1,3,5,7-tetranitro-1,3,5,7-tetrazocine (HMX) |  |  | 2691410
| 117-84-0 | Soil | Octyl Phthalate, di-N- | 625.1 | [10 empty] | Di-n-Octyl Phthalate | Di-n-octyl phthalate | 6200 Di-n-octyl phthalate | Di-n-octyl phthalate | 117840
| 117-84-0 | Water | Octyl Phthalate, di-N- | 625.1 | [10 empty] | Di-n-Octyl Phthalate | Di-n-octyl phthalate | 6200 Di-n-octyl phthalate | Di-n-octyl phthalate | 117840
| 117-84-0 | Soil | Octyl Phthalate, di-N- | 625 | [10 empty] | Di-n-Octyl Phthalate | Di-n-octyl phthalate | 6200 Di-n-octyl phthalate | Di-n-octyl phthalate | 117840
| 117-84-0 | Water | Octyl Phthalate, di-N- | 625 | [10 empty] | Di-n-Octyl Phthalate | Di-n-octyl phthalate | 6200 Di-n-octyl phthalate | Di-n-octyl phthalate | 117840
| 117-84-0 | Soil | Octyl Phthalate, di-N- | 8270D | [10 empty] | Di-n-Octyl Phthalate | Di-n-octyl phthalate | 6200 Di-n-octyl phthalate | Di-n-octyl phthalate | 117840
| 117-84-0 | Water | Octyl Phthalate, di-N- | 8270D | [10 empty] | Di-n-Octyl Phthalate | Di-n-octyl phthalate | 6200 Di-n-octyl phthalate | Di-n-octyl phthalate | 117840
| 117-84-0 | Soil | Octyl Phthalate, di-N- | 8270D-SIM | [10 empty] | Di-n-Octyl Phthalate | Di-n-octyl phthalate | 6200 Di-n-octyl phthalate | Di-n-octyl phthalate | 117840
| 117-84-0 | Water | Octyl Phthalate, di-N- | 8270D-SIM | [10 empty] | Di-n-Octyl Phthalate | Di-n-octyl phthalate | 6200 Di-n-octyl phthalate | Di-n-octyl phthalate | 117840
| 117-84-0 | Soil | Octyl Phthalate, di-N- | 8270E | [10 empty] | Di-n-Octyl Phthalate | Di-n-octyl phthalate | 6200 Di-n-octyl phthalate | Di-n-octyl phthalate | 117840
| 117-84-0 | Water | Octyl Phthalate, di-N- | 8270E | [10 empty] | Di-n-Octyl Phthalate | Di-n-octyl phthalate | 6200 Di-n-octyl phthalate | Di-n-octyl phthalate | 117840
| 117-84-0 | Soil | Octyl Phthalate, di-N- | 8270E-SIM | [10 empty] | Di-n-Octyl Phthalate | Di-n-octyl phthalate | 6200 Di-n-octyl phthalate | Di-n-octyl phthalate | 117840
| 117-84-0 | Water | Octyl Phthalate, di-N- | 8270E-SIM | [10 empty] | Di-n-Octyl Phthalate | Di-n-octyl phthalate | 6200 Di-n-octyl phthalate | Di-n-octyl phthalate | 117840
| 12674-11-2 | Soil | PCB - Aroclor-1016 | 608.3 | [10 empty] | Aroclor-1016 |  |  | Aroclor-1016 (PCB-1016) | 12674112
| 12674-11-2 | Water | PCB - Aroclor-1016 | 608.3 | [10 empty] | Aroclor-1016 |  |  | Aroclor-1016 (PCB-1016) | 12674112
| 12674-11-2 | Soil | PCB - Aroclor-1016 | 8082 | [10 empty] | Aroclor-1016
| 12674-11-2 | Water | PCB - Aroclor-1016 | 8082 | [10 empty] | Aroclor-1016
| 12674-11-2 | Soil | PCB - Aroclor-1016 | 1668A | [10 empty] | Aroclor-1016 |  |  | Aroclor-1016 (PCB-1016) | 12674112
| 12674-11-2 | Water | PCB - Aroclor-1016 | 1668A | [10 empty] | Aroclor-1016 |  |  | Aroclor-1016 (PCB-1016) | 12674112
| 12674-11-2 | Soil | PCB - Aroclor-1016 | 1668B | [10 empty] | Aroclor-1016 |  |  | Aroclor-1016 (PCB-1016) | 12674112
| 12674-11-2 | Water | PCB - Aroclor-1016 | 1668B | [10 empty] | Aroclor-1016 |  |  | Aroclor-1016 (PCB-1016) | 12674112
| 12674-11-2 | Soil | PCB - Aroclor-1016 | 608 | [10 empty] | Aroclor-1016 |  |  | Aroclor-1016 (PCB-1016) | 12674112
| 12674-11-2 | Water | PCB - Aroclor-1016 | 608 | [10 empty] | Aroclor-1016 |  |  | Aroclor-1016 (PCB-1016) | 12674112
| 12674-11-2 | Soil | PCB - Aroclor-1016 | 8082A | [10 empty] | Aroclor-1016 |  |  | Aroclor-1016 (PCB-1016) | 12674112
| 12674-11-2 | Water | PCB - Aroclor-1016 | 8082A | [10 empty] | Aroclor-1016 |  |  | Aroclor-1016 (PCB-1016) | 12674112
| 12674-11-2 | Air | PCB - Aroclor-1016 | TO-10A | [10 empty] | Aroclor-1016 |  |  | Aroclor-1016 (PCB-1016) | 12674112
| 12674-11-2 | Air | PCB - Aroclor-1016 | TO-4A | [10 empty] | Aroclor-1016 |  |  | Aroclor-1016 (PCB-1016) | 12674112
| 11104-28-2 | Soil | PCB - Aroclor-1221 | 608.3 | [10 empty] | Aroclor-1221 |  |  | Aroclor-1221 (PCB-1221) | 11104282
| 11104-28-2 | Water | PCB - Aroclor-1221 | 608.3 | [10 empty] | Aroclor-1221 |  |  | Aroclor-1221 (PCB-1221) | 11104282
| 11104-28-2 | Soil | PCB - Aroclor-1221 | 8082 | [10 empty] | Aroclor-1221
| 11104-28-2 | Water | PCB - Aroclor-1221 | 8082 | [10 empty] | Aroclor-1221
| 11104-28-2 | Soil | PCB - Aroclor-1221 | 1668A | [10 empty] | Aroclor-1221 |  |  | Aroclor-1221 (PCB-1221) | 11104282
| 11104-28-2 | Water | PCB - Aroclor-1221 | 1668A | [10 empty] | Aroclor-1221 |  |  | Aroclor-1221 (PCB-1221) | 11104282
| 11104-28-2 | Soil | PCB - Aroclor-1221 | 1668B | [10 empty] | Aroclor-1221 |  |  | Aroclor-1221 (PCB-1221) | 11104282
| 11104-28-2 | Water | PCB - Aroclor-1221 | 1668B | [10 empty] | Aroclor-1221 |  |  | Aroclor-1221 (PCB-1221) | 11104282
| 11104-28-2 | Soil | PCB - Aroclor-1221 | 608 | [10 empty] | Aroclor-1221 |  |  | Aroclor-1221 (PCB-1221) | 11104282
| 11104-28-2 | Water | PCB - Aroclor-1221 | 608 | [10 empty] | Aroclor-1221 |  |  | Aroclor-1221 (PCB-1221) | 11104282
| 11104-28-2 | Soil | PCB - Aroclor-1221 | 8082A | [10 empty] | Aroclor-1221 |  |  | Aroclor-1221 (PCB-1221) | 11104282
| 11104-28-2 | Water | PCB - Aroclor-1221 | 8082A | [10 empty] | Aroclor-1221 |  |  | Aroclor-1221 (PCB-1221) | 11104282
| 11104-28-2 | Air | PCB - Aroclor-1221 | TO-10A | [10 empty] | Aroclor-1221 |  |  | Aroclor-1221 (PCB-1221) | 11104282
| 11104-28-2 | Air | PCB - Aroclor-1221 | TO-4A | [10 empty] | Aroclor-1221 |  |  | Aroclor-1221 (PCB-1221) | 11104282
| 11141-16-5 | Soil | PCB - Aroclor-1232 | 608.3 | [10 empty] | Aroclor-1232 |  |  | Aroclor-1232 (PCB-1232) | 11141165
| 11141-16-5 | Water | PCB - Aroclor-1232 | 608.3 | [10 empty] | Aroclor-1232 |  |  | Aroclor-1232 (PCB-1232) | 11141165
| 11141-16-5 | Soil | PCB - Aroclor-1232 | 8082 | [10 empty] | Aroclor-1232
| 11141-16-5 | Water | PCB - Aroclor-1232 | 8082 | [10 empty] | Aroclor-1232
| 11141-16-5 | Soil | PCB - Aroclor-1232 | 1668A | [10 empty] | Aroclor-1232 |  |  | Aroclor-1232 (PCB-1232) | 11141165
| 11141-16-5 | Water | PCB - Aroclor-1232 | 1668A | [10 empty] | Aroclor-1232 |  |  | Aroclor-1232 (PCB-1232) | 11141165
| 11141-16-5 | Soil | PCB - Aroclor-1232 | 1668B | [10 empty] | Aroclor-1232 |  |  | Aroclor-1232 (PCB-1232) | 11141165
| 11141-16-5 | Water | PCB - Aroclor-1232 | 1668B | [10 empty] | Aroclor-1232 |  |  | Aroclor-1232 (PCB-1232) | 11141165
| 11141-16-5 | Soil | PCB - Aroclor-1232 | 608 | [10 empty] | Aroclor-1232 |  |  | Aroclor-1232 (PCB-1232) | 11141165
| 11141-16-5 | Water | PCB - Aroclor-1232 | 608 | [10 empty] | Aroclor-1232 |  |  | Aroclor-1232 (PCB-1232) | 11141165
| 11141-16-5 | Soil | PCB - Aroclor-1232 | 8082A | [10 empty] | Aroclor-1232 |  |  | Aroclor-1232 (PCB-1232) | 11141165
| 11141-16-5 | Water | PCB - Aroclor-1232 | 8082A | [10 empty] | Aroclor-1232 |  |  | Aroclor-1232 (PCB-1232) | 11141165
| 53469-21-9 | Soil | PCB - Aroclor-1242 | 608.3 | [10 empty] | Aroclor-1242 |  |  | Aroclor-1242 (PCB-1242) | 53469219
| 53469-21-9 | Water | PCB - Aroclor-1242 | 608.3 | [10 empty] | Aroclor-1242 |  |  | Aroclor-1242 (PCB-1242) | 53469219
| 53469-21-9 | Soil | PCB - Aroclor-1242 | 8082 | [10 empty] | Aroclor-1242
| 53469-21-9 | Water | PCB - Aroclor-1242 | 8082 | [10 empty] | Aroclor-1242
| 53469-21-9 | Soil | PCB - Aroclor-1242 | 1668A | [10 empty] | Aroclor-1242 |  |  | Aroclor-1242 (PCB-1242) | 53469219
| 53469-21-9 | Water | PCB - Aroclor-1242 | 1668A | [10 empty] | Aroclor-1242 |  |  | Aroclor-1242 (PCB-1242) | 53469219
| 53469-21-9 | Soil | PCB - Aroclor-1242 | 1668B | [10 empty] | Aroclor-1242 |  |  | Aroclor-1242 (PCB-1242) | 53469219
| 53469-21-9 | Water | PCB - Aroclor-1242 | 1668B | [10 empty] | Aroclor-1242 |  |  | Aroclor-1242 (PCB-1242) | 53469219
| 53469-21-9 | Soil | PCB - Aroclor-1242 | 608 | [10 empty] | Aroclor-1242 |  |  | Aroclor-1242 (PCB-1242) | 53469219
| 53469-21-9 | Water | PCB - Aroclor-1242 | 608 | [10 empty] | Aroclor-1242 |  |  | Aroclor-1242 (PCB-1242) | 53469219
| 53469-21-9 | Soil | PCB - Aroclor-1242 | 8082A | [10 empty] | Aroclor-1242 |  |  | Aroclor-1242 (PCB-1242) | 53469219
| 53469-21-9 | Water | PCB - Aroclor-1242 | 8082A | [10 empty] | Aroclor-1242 |  |  | Aroclor-1242 (PCB-1242) | 53469219
| 53469-21-9 | Air | PCB - Aroclor-1242 | TO-10A | [10 empty] | Aroclor-1242 |  |  | Aroclor-1242 (PCB-1242) | 53469219
| 53469-21-9 | Air | PCB - Aroclor-1242 | TO-4A | [10 empty] | Aroclor-1242 |  |  | Aroclor-1242 (PCB-1242) | 53469219
| 12672-29-6 | Soil | PCB - Aroclor-1248 | 608.3 | [10 empty] | Aroclor-1248 |  |  | Aroclor-1248 (PCB-1248) | 12672296
| 12672-29-6 | Water | PCB - Aroclor-1248 | 608.3 | [10 empty] | Aroclor-1248 |  |  | Aroclor-1248 (PCB-1248) | 12672296
| 12672-29-6 | Soil | PCB - Aroclor-1248 | 8082 | [10 empty] | Aroclor-1248
| 12672-29-6 | Water | PCB - Aroclor-1248 | 8082 | [10 empty] | Aroclor-1248
| 12672-29-6 | Soil | PCB - Aroclor-1248 | 1668A | [10 empty] | Aroclor-1248 |  |  | Aroclor-1248 (PCB-1248) | 12672296
| 12672-29-6 | Water | PCB - Aroclor-1248 | 1668A | [10 empty] | Aroclor-1248 |  |  | Aroclor-1248 (PCB-1248) | 12672296
| 12672-29-6 | Soil | PCB - Aroclor-1248 | 1668B | [10 empty] | Aroclor-1248 |  |  | Aroclor-1248 (PCB-1248) | 12672296
| 12672-29-6 | Water | PCB - Aroclor-1248 | 1668B | [10 empty] | Aroclor-1248 |  |  | Aroclor-1248 (PCB-1248) | 12672296
| 12672-29-6 | Soil | PCB - Aroclor-1248 | 608 | [10 empty] | Aroclor-1248 |  |  | Aroclor-1248 (PCB-1248) | 12672296
| 12672-29-6 | Water | PCB - Aroclor-1248 | 608 | [10 empty] | Aroclor-1248 |  |  | Aroclor-1248 (PCB-1248) | 12672296
| 12672-29-6 | Soil | PCB - Aroclor-1248 | 8082A | [10 empty] | Aroclor-1248 |  |  | Aroclor-1248 (PCB-1248) | 12672296
| 12672-29-6 | Water | PCB - Aroclor-1248 | 8082A | [10 empty] | Aroclor-1248 |  |  | Aroclor-1248 (PCB-1248) | 12672296
| 12672-29-6 | Air | PCB - Aroclor-1248 | TO-10A | [10 empty] | Aroclor-1248 |  |  | Aroclor-1248 (PCB-1248) | 12672296
| 12672-29-6 | Air | PCB - Aroclor-1248 | TO-4A | [10 empty] | Aroclor-1248 |  |  | Aroclor-1248 (PCB-1248) | 12672296
| 11097-69-1 | Soil | PCB - Aroclor-1254 | 608.3 | [10 empty] | Aroclor-1254 |  |  | Aroclor-1254 (PCB-1254) | 11097691
| 11097-69-1 | Water | PCB - Aroclor-1254 | 608.3 | [10 empty] | Aroclor-1254 |  |  | Aroclor-1254 (PCB-1254) | 11097691
| 11097-69-1 | Soil | PCB - Aroclor-1254 | 8082 | [10 empty] | Aroclor-1254
| 11097-69-1 | Water | PCB - Aroclor-1254 | 8082 | [10 empty] | Aroclor-1254
| 11097-69-1 | Soil | PCB - Aroclor-1254 | 1668A | [10 empty] | Aroclor-1254 |  |  | Aroclor-1254 (PCB-1254) | 11097691
| 11097-69-1 | Water | PCB - Aroclor-1254 | 1668A | [10 empty] | Aroclor-1254 |  |  | Aroclor-1254 (PCB-1254) | 11097691
| 11097-69-1 | Soil | PCB - Aroclor-1254 | 1668B | [10 empty] | Aroclor-1254 |  |  | Aroclor-1254 (PCB-1254) | 11097691
| 11097-69-1 | Water | PCB - Aroclor-1254 | 1668B | [10 empty] | Aroclor-1254 |  |  | Aroclor-1254 (PCB-1254) | 11097691
| 11097-69-1 | Soil | PCB - Aroclor-1254 | 608 | [10 empty] | Aroclor-1254 |  |  | Aroclor-1254 (PCB-1254) | 11097691
| 11097-69-1 | Water | PCB - Aroclor-1254 | 608 | [10 empty] | Aroclor-1254 |  |  | Aroclor-1254 (PCB-1254) | 11097691
| 11097-69-1 | Soil | PCB - Aroclor-1254 | 8082A | [10 empty] | Aroclor-1254 |  |  | Aroclor-1254 (PCB-1254) | 11097691
| 11097-69-1 | Water | PCB - Aroclor-1254 | 8082A | [10 empty] | Aroclor-1254 |  |  | Aroclor-1254 (PCB-1254) | 11097691
| 11097-69-1 | Air | PCB - Aroclor-1254 | TO-10A | [10 empty] | Aroclor-1254 |  |  | Aroclor-1254 (PCB-1254) | 11097691
| 11097-69-1 | Air | PCB - Aroclor-1254 | TO-4A | [10 empty] | Aroclor-1254 |  |  | Aroclor-1254 (PCB-1254) | 11097691
| 11096-82-5 | Soil | PCB - Aroclor-1260 | 608.3 | [10 empty] | Aroclor-1260 |  |  | Aroclor-1260 (PCB-1260) | 11096825
| 11096-82-5 | Water | PCB - Aroclor-1260 | 608.3 | [10 empty] | Aroclor-1260 |  |  | Aroclor-1260 (PCB-1260) | 11096825
| 11096-82-5 | Soil | PCB - Aroclor-1260 | 8082 | [10 empty] | Aroclor-1260
| 11096-82-5 | Water | PCB - Aroclor-1260 | 8082 | [10 empty] | Aroclor-1260
| 11096-82-5 | Soil | PCB - Aroclor-1260 | 1668A | [10 empty] | Aroclor-1260 |  |  | Aroclor-1260 (PCB-1260) | 11096825
| 11096-82-5 | Water | PCB - Aroclor-1260 | 1668A | [10 empty] | Aroclor-1260 |  |  | Aroclor-1260 (PCB-1260) | 11096825
| 11096-82-5 | Soil | PCB - Aroclor-1260 | 1668B | [10 empty] | Aroclor-1260 |  |  | Aroclor-1260 (PCB-1260) | 11096825
| 11096-82-5 | Water | PCB - Aroclor-1260 | 1668B | [10 empty] | Aroclor-1260 |  |  | Aroclor-1260 (PCB-1260) | 11096825
| 11096-82-5 | Soil | PCB - Aroclor-1260 | 608 | [10 empty] | Aroclor-1260 |  |  | Aroclor-1260 (PCB-1260) | 11096825
| 11096-82-5 | Water | PCB - Aroclor-1260 | 608 | [10 empty] | Aroclor-1260 |  |  | Aroclor-1260 (PCB-1260) | 11096825
| 11096-82-5 | Soil | PCB - Aroclor-1260 | 8082A | [10 empty] | Aroclor-1260 |  |  | Aroclor-1260 (PCB-1260) | 11096825
| 11096-82-5 | Water | PCB - Aroclor-1260 | 8082A | [10 empty] | Aroclor-1260 |  |  | Aroclor-1260 (PCB-1260) | 11096825
| 11096-82-5 | Air | PCB - Aroclor-1260 | TO-10A | [10 empty] | Aroclor-1260 |  |  | Aroclor-1260 (PCB-1260) | 11096825
| 11096-82-5 | Air | PCB - Aroclor-1260 | TO-4A | [10 empty] | Aroclor-1260 |  |  | Aroclor-1260 (PCB-1260) | 11096825
| 37324-23-5 | Soil | PCB - Aroclor-1262 | 608.3 | [10 empty] | Aroclor-1262 |  |  | Aroclor-1262 (PCB-1262) | 37324235
| 37324-23-5 | Water | PCB - Aroclor-1262 | 608.3 | [10 empty] | Aroclor-1262 |  |  | Aroclor-1262 (PCB-1262) | 37324235
| 37324-23-5 | Soil | PCB - Aroclor-1262 | 8082 | [10 empty] | Aroclor-1262
| 37324-23-5 | Water | PCB - Aroclor-1262 | 8082 | [10 empty] | Aroclor-1262
| 37324-23-5 | Soil | PCB - Aroclor-1262 | 1668A | [10 empty] | Aroclor-1262 |  |  | Aroclor-1262 (PCB-1262) | 37324235
| 37324-23-5 | Water | PCB - Aroclor-1262 | 1668A | [10 empty] | Aroclor-1262 |  |  | Aroclor-1262 (PCB-1262) | 37324235
| 37324-23-5 | Soil | PCB - Aroclor-1262 | 1668B | [10 empty] | Aroclor-1262 |  |  | Aroclor-1262 (PCB-1262) | 37324235
| 37324-23-5 | Water | PCB - Aroclor-1262 | 1668B | [10 empty] | Aroclor-1262 |  |  | Aroclor-1262 (PCB-1262) | 37324235
| 37324-23-5 | Soil | PCB - Aroclor-1262 | 608 | [10 empty] | Aroclor-1262 |  |  | Aroclor-1262 (PCB-1262) | 37324235
| 37324-23-5 | Water | PCB - Aroclor-1262 | 608 | [10 empty] | Aroclor-1262 |  |  | Aroclor-1262 (PCB-1262) | 37324235
| 37324-23-5 | Soil | PCB - Aroclor-1262 | 8082A | [10 empty] | Aroclor-1262 |  |  | Aroclor-1262 (PCB-1262) | 37324235
| 37324-23-5 | Water | PCB - Aroclor-1262 | 8082A | [10 empty] | Aroclor-1262 |  |  | Aroclor-1262 (PCB-1262) | 37324235
| 11100-14-4 | Soil | PCB - Aroclor-1268 | 608.3 | [10 empty] | Aroclor-1268 |  |  | Aroclor-1268 (PCB-1268) | 11100144
| 11100-14-4 | Water | PCB - Aroclor-1268 | 608.3 | [10 empty] | Aroclor-1268 |  |  | Aroclor-1268 (PCB-1268) | 11100144
| 11100-14-4 | Soil | PCB - Aroclor-1268 | 8082 | [10 empty] | Aroclor-1268
| 11100-14-4 | Water | PCB - Aroclor-1268 | 8082 | [10 empty] | Aroclor-1268
| 11100-14-4 | Soil | PCB - Aroclor-1268 | 1668A | [10 empty] | Aroclor-1268 |  |  | Aroclor-1268 (PCB-1268) | 11100144
| 11100-14-4 | Water | PCB - Aroclor-1268 | 1668A | [10 empty] | Aroclor-1268 |  |  | Aroclor-1268 (PCB-1268) | 11100144
| 11100-14-4 | Soil | PCB - Aroclor-1268 | 1668B | [10 empty] | Aroclor-1268 |  |  | Aroclor-1268 (PCB-1268) | 11100144
| 11100-14-4 | Water | PCB - Aroclor-1268 | 1668B | [10 empty] | Aroclor-1268 |  |  | Aroclor-1268 (PCB-1268) | 11100144
| 11100-14-4 | Soil | PCB - Aroclor-1268 | 608 | [10 empty] | Aroclor-1268 |  |  | Aroclor-1268 (PCB-1268) | 11100144
| 11100-14-4 | Water | PCB - Aroclor-1268 | 608 | [10 empty] | Aroclor-1268 |  |  | Aroclor-1268 (PCB-1268) | 11100144
| 11100-14-4 | Soil | PCB - Aroclor-1268 | 8082A | [10 empty] | Aroclor-1268 |  |  | Aroclor-1268 (PCB-1268) | 11100144
| 11100-14-4 | Water | PCB - Aroclor-1268 | 8082A | [10 empty] | Aroclor-1268 |  |  | Aroclor-1268 (PCB-1268) | 11100144
| N/A | Soil | PCB – Total | 608.3 | [10 empty] | PCB – Total | Not listed on ANAB |  | PCBs | N/A
| N/A | Water | PCB – Total | 608.3 | [10 empty] | PCB – Total | Not listed on ANAB |  | PCBs | N/A
| N/A | Soil | PCB – Total | 8082 | [10 empty] | PCB – Total | Not listed on ANAB
| N/A | Water | PCB – Total | 8082 | [10 empty] | PCB – Total | Not listed on ANAB
| N/A | Soil | PCB – Total | 1668A | [10 empty] | PCB – Total | Not listed on ANAB |  | PCBs | N/A
| N/A | Water | PCB – Total | 1668A | [10 empty] | PCB – Total | Not listed on ANAB |  | PCBs | N/A
| N/A | Soil | PCB – Total | 1668B | [10 empty] | PCB – Total | Not listed on ANAB |  | PCBs | N/A
| N/A | Water | PCB – Total | 1668B | [10 empty] | PCB – Total | Not listed on ANAB |  | PCBs | N/A
| N/A | Soil | PCB – Total | 608 | [10 empty] | PCB – Total | Not listed on ANAB |  | PCBs | N/A
| N/A | Water | PCB – Total | 608 | [10 empty] | PCB – Total | Not listed on ANAB |  | PCBs | N/A
| N/A | Soil | PCB – Total | 8082A | [10 empty] | PCB – Total | Not listed on ANAB |  | PCBs | N/A
| N/A | Water | PCB – Total | 8082A | [10 empty] | PCB – Total | Not listed on ANAB |  | PCBs | N/A
| N/A | Air | PCB – Total | TO-10A | [10 empty] | PCB – Total | Not listed on ANAB |  | PCBs | N/A
| N/A | Air | PCB – Total | TO-4A | [10 empty] | PCB – Total | Not listed on ANAB |  | PCBs | N/A
| 40321-76-4 | Soil | PECDD, 1,2,3,7,8- | 8290 | [10 empty] | 1,2,3,7,8-PECDD |  | 9540 1,2,3,7,8-Pentachlorodibenzo-p-dioxin (1,2,3,7,8-Pecdd) | 1,2,3,7,8-Pentachlorodibenzo-p-dioxin (1,2,3,7,8-Pecdd) | 40321764
| 40321-76-4 | Water | PECDD, 1,2,3,7,8- | 8290 | [10 empty] | 1,2,3,7,8-PECDD |  | 9540 1,2,3,7,8-Pentachlorodibenzo-p-dioxin (1,2,3,7,8-Pecdd) | 1,2,3,7,8-Pentachlorodibenzo-p-dioxin (1,2,3,7,8-Pecdd) | 40321764
| 40321-76-4 | Soil | PECDD, 1,2,3,7,8- | 1613B | [10 empty] | 1,2,3,7,8-PECDD |  | 9540 1,2,3,7,8-Pentachlorodibenzo-p-dioxin (1,2,3,7,8-Pecdd) | 1,2,3,7,8-Pentachlorodibenzo-p-dioxin (1,2,3,7,8-Pecdd) | 40321764
| 40321-76-4 | Water | PECDD, 1,2,3,7,8- | 1613B | [10 empty] | 1,2,3,7,8-PECDD |  | 9540 1,2,3,7,8-Pentachlorodibenzo-p-dioxin (1,2,3,7,8-Pecdd) | 1,2,3,7,8-Pentachlorodibenzo-p-dioxin (1,2,3,7,8-Pecdd) | 40321764
| 40321-76-4 | Soil | PECDD, 1,2,3,7,8- | 8280A | [10 empty] | 1,2,3,7,8-PECDD |  | 9540 1,2,3,7,8-Pentachlorodibenzo-p-dioxin (1,2,3,7,8-Pecdd) | 1,2,3,7,8-Pentachlorodibenzo-p-dioxin (1,2,3,7,8-Pecdd) | 40321764
| 40321-76-4 | Water | PECDD, 1,2,3,7,8- | 8280A | [10 empty] | 1,2,3,7,8-PECDD |  | 9540 1,2,3,7,8-Pentachlorodibenzo-p-dioxin (1,2,3,7,8-Pecdd) | 1,2,3,7,8-Pentachlorodibenzo-p-dioxin (1,2,3,7,8-Pecdd) | 40321764
| 40321-76-4 | Soil | PECDD, 1,2,3,7,8- | 8280B | [10 empty] | 1,2,3,7,8-PECDD |  | 9540 1,2,3,7,8-Pentachlorodibenzo-p-dioxin (1,2,3,7,8-Pecdd) | 1,2,3,7,8-Pentachlorodibenzo-p-dioxin (1,2,3,7,8-Pecdd) | 40321764
| 40321-76-4 | Water | PECDD, 1,2,3,7,8- | 8280B | [10 empty] | 1,2,3,7,8-PECDD |  | 9540 1,2,3,7,8-Pentachlorodibenzo-p-dioxin (1,2,3,7,8-Pecdd) | 1,2,3,7,8-Pentachlorodibenzo-p-dioxin (1,2,3,7,8-Pecdd) | 40321764
| 40321-76-4 | Soil | PECDD, 1,2,3,7,8- | 8290A | [10 empty] | 1,2,3,7,8-PECDD |  | 9540 1,2,3,7,8-Pentachlorodibenzo-p-dioxin (1,2,3,7,8-Pecdd) | 1,2,3,7,8-Pentachlorodibenzo-p-dioxin (1,2,3,7,8-Pecdd) | 40321764
| 40321-76-4 | Water | PECDD, 1,2,3,7,8- | 8290A | [10 empty] | 1,2,3,7,8-PECDD |  | 9540 1,2,3,7,8-Pentachlorodibenzo-p-dioxin (1,2,3,7,8-Pecdd) | 1,2,3,7,8-Pentachlorodibenzo-p-dioxin (1,2,3,7,8-Pecdd) | 40321764
| 40321-76-4 | Air | PECDD, 1,2,3,7,8- | TO-9A | [10 empty] | 1,2,3,7,8-PECDD |  | 9540 1,2,3,7,8-Pentachlorodibenzo-p-dioxin (1,2,3,7,8-Pecdd) | 1,2,3,7,8-Pentachlorodibenzo-p-dioxin (1,2,3,7,8-Pecdd) | 40321764
| 36088-22-9 | Soil | PECDD, Total | 8290 | [10 empty] | Total PCDD |  |  |  | 36088229
| 36088-22-9 | Water | PECDD, Total | 8290 | [10 empty] | Total PCDD |  |  |  | 36088229
| 36088-22-9 | Soil | PECDD, Total | 1613B | [10 empty] | Total PCDD |  |  |  | 36088229
| 36088-22-9 | Water | PECDD, Total | 1613B | [10 empty] | Total PCDD |  |  |  | 36088229
| 36088-22-9 | Soil | PECDD, Total | 8280A | [10 empty] | Total PeCDD |  | 9555 Pecdd, total | Total Pecdd | 36088229
| 36088-22-9 | Water | PECDD, Total | 8280A | [10 empty] | Total PeCDD |  | 9555 Pecdd, total | Total Pecdd | 36088229
| 36088-22-9 | Soil | PECDD, Total | 8280B | [10 empty] | Total PeCDD |  | 9555 Pecdd, total | Total Pecdd | 36088229
| 36088-22-9 | Water | PECDD, Total | 8280B | [10 empty] | Total PeCDD |  | 9555 Pecdd, total | Total Pecdd | 36088229
| 36088-22-9 | Soil | PECDD, Total | 8290A | [10 empty] | Total PCDD |  |  |  | 36088229
| 36088-22-9 | Water | PECDD, Total | 8290A | [10 empty] | Total PCDD |  |  |  | 36088229
| 36088-22-9 | Air | PECDD, Total | TO-9A | [10 empty] | Total PCDD |  |  |  | 36088229
| 57117-41-6 | Soil | PECDF, 1,2,3,7,8- | 8290 | [10 empty] | 1,2,3,7,8-PECDD |  | 9543 1,2,3,7,8-Pentachlorodibenzofuran (1,2,3,7,8-Pecdf) | 1,2,3,7,8-Pentachlorodibenzofuran (1,2,3,7,8-Pecdf) | 57117416
| 57117-41-6 | Water | PECDF, 1,2,3,7,8- | 8290 | [10 empty] | 1,2,3,7,8-PECDD |  | 9543 1,2,3,7,8-Pentachlorodibenzofuran (1,2,3,7,8-Pecdf) | 1,2,3,7,8-Pentachlorodibenzofuran (1,2,3,7,8-Pecdf) | 57117416
| 57117-41-6 | Soil | PECDF, 1,2,3,7,8- | 1613B | [10 empty] | 1,2,3,7,8-PECDD |  | 9543 1,2,3,7,8-Pentachlorodibenzofuran (1,2,3,7,8-Pecdf) | 1,2,3,7,8-Pentachlorodibenzofuran (1,2,3,7,8-Pecdf) | 57117416
| 57117-41-6 | Water | PECDF, 1,2,3,7,8- | 1613B | [10 empty] | 1,2,3,7,8-PECDD |  | 9543 1,2,3,7,8-Pentachlorodibenzofuran (1,2,3,7,8-Pecdf) | 1,2,3,7,8-Pentachlorodibenzofuran (1,2,3,7,8-Pecdf) | 57117416
| 57117-41-6 | Soil | PECDF, 1,2,3,7,8- | 8280A | [10 empty] | 1,2,3,7,8-PECDD |  | 9543 1,2,3,7,8-Pentachlorodibenzofuran (1,2,3,7,8-Pecdf) | 1,2,3,7,8-Pentachlorodibenzofuran (1,2,3,7,8-Pecdf) | 57117416
| 57117-41-6 | Water | PECDF, 1,2,3,7,8- | 8280A | [10 empty] | 1,2,3,7,8-PECDD |  | 9543 1,2,3,7,8-Pentachlorodibenzofuran (1,2,3,7,8-Pecdf) | 1,2,3,7,8-Pentachlorodibenzofuran (1,2,3,7,8-Pecdf) | 57117416
| 57117-41-6 | Soil | PECDF, 1,2,3,7,8- | 8280B | [10 empty] | 1,2,3,7,8-PECDD |  | 9543 1,2,3,7,8-Pentachlorodibenzofuran (1,2,3,7,8-Pecdf) | 1,2,3,7,8-Pentachlorodibenzofuran (1,2,3,7,8-Pecdf) | 57117416
| 57117-41-6 | Water | PECDF, 1,2,3,7,8- | 8280B | [10 empty] | 1,2,3,7,8-PECDD |  | 9543 1,2,3,7,8-Pentachlorodibenzofuran (1,2,3,7,8-Pecdf) | 1,2,3,7,8-Pentachlorodibenzofuran (1,2,3,7,8-Pecdf) | 57117416
| 57117-41-6 | Soil | PECDF, 1,2,3,7,8- | 8290A | [10 empty] | 1,2,3,7,8-PECDD |  | 9543 1,2,3,7,8-Pentachlorodibenzofuran (1,2,3,7,8-Pecdf) | 1,2,3,7,8-Pentachlorodibenzofuran (1,2,3,7,8-Pecdf) | 57117416
| 57117-41-6 | Water | PECDF, 1,2,3,7,8- | 8290A | [10 empty] | 1,2,3,7,8-PECDD |  | 9543 1,2,3,7,8-Pentachlorodibenzofuran (1,2,3,7,8-Pecdf) | 1,2,3,7,8-Pentachlorodibenzofuran (1,2,3,7,8-Pecdf) | 57117416
| 57117-41-6 | Air | PECDF, 1,2,3,7,8- | TO-9A | [10 empty] | 1,2,3,7,8-PECDD |  | 9543 1,2,3,7,8-Pentachlorodibenzofuran (1,2,3,7,8-Pecdf) | 1,2,3,7,8-Pentachlorodibenzofuran (1,2,3,7,8-Pecdf) | 57117416
| 57117-31-4 | Soil | PECDF, 2,3,4,7,8- | 8290 | [10 empty] | 2,3,4,7,8-PECDF |  | 9549 2,3,4,7,8-Pentachlorodibenzofuran | 2,3,4,7,8-Pentachlorodibenzofuran | 57117314
| 57117-31-4 | Water | PECDF, 2,3,4,7,8- | 8290 | [10 empty] | 2,3,4,7,8-PECDF |  | 9549 2,3,4,7,8-Pentachlorodibenzofuran | 2,3,4,7,8-Pentachlorodibenzofuran | 57117314
| 57117-31-4 | Soil | PECDF, 2,3,4,7,8- | 1613B | [10 empty] | 2,3,4,7,8-PECDF |  | 9549 2,3,4,7,8-Pentachlorodibenzofuran | 2,3,4,7,8-Pentachlorodibenzofuran | 57117314
| 57117-31-4 | Water | PECDF, 2,3,4,7,8- | 1613B | [10 empty] | 2,3,4,7,8-PECDF |  | 9549 2,3,4,7,8-Pentachlorodibenzofuran | 2,3,4,7,8-Pentachlorodibenzofuran | 57117314
| 57117-31-4 | Soil | PECDF, 2,3,4,7,8- | 8280A | [10 empty] | 2,3,4,7,8-PECDF |  | 9549 2,3,4,7,8-Pentachlorodibenzofuran | 2,3,4,7,8-Pentachlorodibenzofuran | 57117314
| 57117-31-4 | Water | PECDF, 2,3,4,7,8- | 8280A | [10 empty] | 2,3,4,7,8-PECDF |  | 9549 2,3,4,7,8-Pentachlorodibenzofuran | 2,3,4,7,8-Pentachlorodibenzofuran | 57117314
| 57117-31-4 | Soil | PECDF, 2,3,4,7,8- | 8280B | [10 empty] | 2,3,4,7,8-PECDF |  | 9549 2,3,4,7,8-Pentachlorodibenzofuran | 2,3,4,7,8-Pentachlorodibenzofuran | 57117314
| 57117-31-4 | Water | PECDF, 2,3,4,7,8- | 8280B | [10 empty] | 2,3,4,7,8-PECDF |  | 9549 2,3,4,7,8-Pentachlorodibenzofuran | 2,3,4,7,8-Pentachlorodibenzofuran | 57117314
| 57117-31-4 | Soil | PECDF, 2,3,4,7,8- | 8290A | [10 empty] | 2,3,4,7,8-PECDF |  | 9549 2,3,4,7,8-Pentachlorodibenzofuran | 2,3,4,7,8-Pentachlorodibenzofuran | 57117314
| 57117-31-4 | Water | PECDF, 2,3,4,7,8- | 8290A | [10 empty] | 2,3,4,7,8-PECDF |  | 9549 2,3,4,7,8-Pentachlorodibenzofuran | 2,3,4,7,8-Pentachlorodibenzofuran | 57117314
| 57117-31-4 | Air | PECDF, 2,3,4,7,8- | TO-9A | [10 empty] | 2,3,4,7,8-PECDF |  | 9549 2,3,4,7,8-Pentachlorodibenzofuran | 2,3,4,7,8-Pentachlorodibenzofuran | 57117314
| 30402-15-4 | Soil | PECDF, Total | 8290 | [10 empty] | Total PCDF |  |  |  | 30402154
| 30402-15-4 | Water | PECDF, Total | 8290 | [10 empty] | Total PeCDF |  | 9552 Pecdf, total | Total PeCDF | 30402154
| 30402-15-4 | Soil | PECDF, Total | 1613B | [10 empty] | Total PCDF |  |  |  | 30402154
| 30402-15-4 | Water | PECDF, Total | 1613B | [10 empty] | Total PeCDF |  | 9552 Pecdf, total | Total PeCDF | 30402154
| 30402-15-4 | Soil | PECDF, Total | 8280A | [10 empty] | Total PeCDF |  | 9552 Pecdf, total | Total PeCDF | 30402154
| 30402-15-4 | Water | PECDF, Total | 8280A | [10 empty] | Total PeCDF |  | 9552 Pecdf, total | Total PeCDF | 30402154
| 30402-15-4 | Soil | PECDF, Total | 8280B | [10 empty] | Total PeCDF |  | 9552 Pecdf, total | Total PeCDF | 30402154
| 30402-15-4 | Water | PECDF, Total | 8280B | [10 empty] | Total PeCDF |  | 9552 Pecdf, total | Total PeCDF | 30402154
| 30402-15-4 | Soil | PECDF, Total | 8290A | [10 empty] | Total PCDF |  |  |  | 30402154
| 30402-15-4 | Water | PECDF, Total | 8290A | [10 empty] | Total PeCDF |  | 9552 Pecdf, total | Total PeCDF | 30402154
| 30402-15-4 | Air | PECDF, Total | TO-9A | [10 empty] | Total PeCDF |  | 9552 Pecdf, total | Total PeCDF | 30402154
| 87-86-5 | Soil | Pentachlorophenol | 625.1 | [10 empty] | Pentachlorophenol | Pentachlorophenol | 6605 Pentachlorophenol | Pentachlorophenol | 87865
| 87-86-5 | Water | Pentachlorophenol | 625.1 | [10 empty] | Pentachlorophenol | Pentachlorophenol | 6605 Pentachlorophenol | Pentachlorophenol | 87865
| 87-86-5 | Soil | Pentachlorophenol | 625 | [10 empty] | Pentachlorophenol | Pentachlorophenol | 6605 Pentachlorophenol | Pentachlorophenol | 87865
| 87-86-5 | Water | Pentachlorophenol | 625 | [10 empty] | Pentachlorophenol | Pentachlorophenol | 6605 Pentachlorophenol | Pentachlorophenol | 87865
| 87-86-5 | Soil | Pentachlorophenol | 8151A | [10 empty] | Pentachlorophenol | Pentachlorophenol | 6605 Pentachlorophenol | Pentachlorophenol | 87865
| 87-86-5 | Water | Pentachlorophenol | 8151A | [10 empty] | Pentachlorophenol | Pentachlorophenol | 6605 Pentachlorophenol | Pentachlorophenol | 87865
| 87-86-5 | Soil | Pentachlorophenol | 8270D | [10 empty] | Pentachlorophenol | Pentachlorophenol | 6605 Pentachlorophenol | Pentachlorophenol | 87865
| 87-86-5 | Water | Pentachlorophenol | 8270D | [10 empty] | Pentachlorophenol | Pentachlorophenol | 6605 Pentachlorophenol | Pentachlorophenol | 87865
| 87-86-5 | Soil | Pentachlorophenol | 8270D-SIM | [10 empty] | Pentachlorophenol | Pentachlorophenol | 6605 Pentachlorophenol | Pentachlorophenol | 87865
| 87-86-5 | Water | Pentachlorophenol | 8270D-SIM | [10 empty] | Pentachlorophenol | Pentachlorophenol | 6605 Pentachlorophenol | Pentachlorophenol | 87865
| 87-86-5 | Soil | Pentachlorophenol | 8270E | [10 empty] | Pentachlorophenol | Pentachlorophenol | 6605 Pentachlorophenol | Pentachlorophenol | 87865
| 87-86-5 | Water | Pentachlorophenol | 8270E | [10 empty] | Pentachlorophenol | Pentachlorophenol | 6605 Pentachlorophenol | Pentachlorophenol | 87865
| 87-86-5 | Soil | Pentachlorophenol | 8270E-SIM | [10 empty] | Pentachlorophenol | Pentachlorophenol | 6605 Pentachlorophenol | Pentachlorophenol | 87865
| 87-86-5 | Water | Pentachlorophenol | 8270E-SIM | [10 empty] | Pentachlorophenol | Pentachlorophenol | 6605 Pentachlorophenol | Pentachlorophenol | 87865
| 87-86-5 | Air | Pentachlorophenol | TO-10A | [10 empty] | Pentachlorophenol | Pentachlorophenol | 6605 Pentachlorophenol | Pentachlorophenol | 87865
| 87-86-5 | Air | Pentachlorophenol | TO-4A | [10 empty] | Pentachlorophenol | Pentachlorophenol | 6605 Pentachlorophenol | Pentachlorophenol | 87865
| 78-11-5 | Soil | Pentaerythritol tetranitrate (PETN) | 8321A | [10 empty] | Pentaerythritol tetranitrate (PETN) | Pentaerythritoltetranitrate (PETN) |  |  | 78115
| 78-11-5 | Water | Pentaerythritol tetranitrate (PETN) | 8321A | [10 empty] | Pentaerythritol tetranitrate (PETN) | Pentaerythritoltetranitrate (PETN) |  |  | 78115
| 78-11-5 | Soil | Pentaerythritol tetranitrate (PETN) | 8321B | [10 empty] | Pentaerythritol tetranitrate (PETN) | Pentaerythritoltetranitrate (PETN) |  |  | 78115
| 78-11-5 | Water | Pentaerythritol tetranitrate (PETN) | 8321B | [10 empty] | Pentaerythritol tetranitrate (PETN) | Pentaerythritoltetranitrate (PETN) |  |  | 78115
| 78-11-5 | Soil | Pentaerythritol tetranitrate (PETN) | 8330A | [10 empty] | Pentaerythritol tetranitrate (PETN) | Pentaerythritoltetranitrate (PETN) |  |  | 78115
| 78-11-5 | Water | Pentaerythritol tetranitrate (PETN) | 8330A | [10 empty] | Pentaerythritol tetranitrate (PETN) | Pentaerythritoltetranitrate (PETN) |  |  | 78115
| 78-11-5 | Soil | Pentaerythritol tetranitrate (PETN) | 8330B | [10 empty] | Pentaerythritol tetranitrate (PETN) | Pentaerythritoltetranitrate (PETN) |  |  | 78115
| 78-11-5 | Water | Pentaerythritol tetranitrate (PETN) | 8330B | [10 empty] | Pentaerythritol tetranitrate (PETN) | Pentaerythritoltetranitrate (PETN) |  |  | 78115
| 14797-73-0 | Water | Perchlorate and Perchlorate Salts | 314.1 | [10 empty] | Perchlorate and Perchlorate Salts |  |  |  | 14797730
| 14797-73-0 | Water | Perchlorate and Perchlorate Salts | 314.2 | [10 empty] | Perchlorate and Perchlorate Salts |  |  |  | 14797730
| 14797-73-0 | Soil | Perchlorate and Perchlorate Salts | 6850 | [10 empty] | Perchlorate and Perchlorate Salts |  |  |  | 14797730
| 14797-73-0 | Water | Perchlorate and Perchlorate Salts | 6850 | [10 empty] | Perchlorate and Perchlorate Salts |  |  |  | 14797730
| 113507-82-7 | Water | Perfluoro(2-ethoxyethane) Sulfonic Acid (PFEESA) | 533 | [10 empty] | Perfluoro(2-ethoxyethane) Sulfonic Acid (PFEESA) | Perfluoro(2-ethoxyethane) Sulfonic Acid (PFEESA) | Perfluoro(2-ethoxyethane) Sulfonic Acid (PFEESA) | Perfluoro(2-ethoxyethane) Sulfonic Acid (PFEESA)
| 113507-82-7 | Soil | Perfluoro(2-ethoxyethane)sulfonic acid (PFEESA) | 1633 | [10 empty] | Perfluoro(2-ethoxyethane)sulfonic acid (PFEESA) | Perfluoro(2-ethoxyethane)sulfonic acid (PFEESA) |  | Perfluoro(2-ethoxyethane)sulfonic acid (PFEESA) | 113507827
| 113507-82-7 | Water | Perfluoro(2-ethoxyethane)sulfonic acid (PFEESA) | 1633 | [10 empty] | Perfluoro(2-ethoxyethane)sulfonic acid (PFEESA) | Perfluoro(2-ethoxyethane)sulfonic acid (PFEESA) |  | Perfluoro(2-ethoxyethane)sulfonic acid (PFEESA) | 113507827
| 113507-82-7 | Soil | Perfluoro(2-ethoxyethane)sulfonic acid (PFEESA) | 533 | [10 empty] | Perfluoro(2-ethoxyethane)sulfonic acid (PFEESA) | Perfluoro(2-ethoxyethane)sulfonic acid (PFEESA) |  | Perfluoro(2-ethoxyethane)sulfonic acid (PFEESA) | 113507827
| 113507-82-7 | Water | Perfluoro(2-ethoxyethane)sulfonic acid (PFEESA) | 533 | [10 empty] | Perfluoro(2-ethoxyethane)sulfonic acid (PFEESA) | Perfluoro(2-ethoxyethane)sulfonic acid (PFEESA) |  | Perfluoro(2-ethoxyethane)sulfonic acid (PFEESA) | 113507827
| 113507-82-7 | Soil | Perfluoro(2-ethoxyethane)sulfonic acid (PFEESA) | Draft 1633 | [10 empty] | Perfluoro(2-ethoxyethane)sulfonic acid (PFEESA) | Perfluoro(2-ethoxyethane)sulfonic acid (PFEESA) |  | Perfluoro(2-ethoxyethane)sulfonic acid (PFEESA) | 113507827
| 113507-82-7 | Water | Perfluoro(2-ethoxyethane)sulfonic acid (PFEESA) | Draft 1633 | [10 empty] | Perfluoro(2-ethoxyethane)sulfonic acid (PFEESA) | Perfluoro(2-ethoxyethane)sulfonic acid (PFEESA) |  | Perfluoro(2-ethoxyethane)sulfonic acid (PFEESA) | 113507827
| 39492-90-5 | Soil | Perfluoro(3,5,7,9-tetraoxadecanoic) acid (PFO4DA) | 1633 | [10 empty] | Perfluoro(3,5,7,9-tetraoxadecanoic) acid (PFO4DA) | Perfluoro(3,5,7,9-tetraoxadecanoic) acid (PFO4DA) | Perfluoro(3,5,7,9-tetraoxadecanoic) acid (PFO4DA) | Perfluoro(3,5,7,9-tetraoxadecanoic) acid (PFO4DA)
| 39492-90-5 | Water | Perfluoro(3,5,7,9-tetraoxadecanoic) acid (PFO4DA) | 1633 | [10 empty] | Perfluoro(3,5,7,9-tetraoxadecanoic) acid (PFO4DA) | Perfluoro(3,5,7,9-tetraoxadecanoic) acid (PFO4DA) | Perfluoro(3,5,7,9-tetraoxadecanoic) acid (PFO4DA) | Perfluoro(3,5,7,9-tetraoxadecanoic) acid (PFO4DA)
| 39492-90-5 | Soil | Perfluoro(3,5,7,9-tetraoxadecanoic) acid (PFO4DA) | Draft 1633 | [10 empty] | Perfluoro(3,5,7,9-tetraoxadecanoic) acid (PFO4DA) | Perfluoro(3,5,7,9-tetraoxadecanoic) acid (PFO4DA) | Perfluoro(3,5,7,9-tetraoxadecanoic) acid (PFO4DA) | Perfluoro(3,5,7,9-tetraoxadecanoic) acid (PFO4DA)
| 39492-90-5 | Water | Perfluoro(3,5,7,9-tetraoxadecanoic) acid (PFO4DA) | Draft 1633 | [10 empty] | Perfluoro(3,5,7,9-tetraoxadecanoic) acid (PFO4DA) | Perfluoro(3,5,7,9-tetraoxadecanoic) acid (PFO4DA) | Perfluoro(3,5,7,9-tetraoxadecanoic) acid (PFO4DA) | Perfluoro(3,5,7,9-tetraoxadecanoic) acid (PFO4DA)
| 39492-90-5 | Soil | Perfluoro(3,5,7,9-tetraoxadecanoic) acid (PFO4DA) | PFAS by LCMSMS Compliant with QSM 5.4 Table B-15 | [10 empty] | Perfluoro(3,5,7,9-tetraoxadecanoic) acid (PFO4DA) | Perfluoro(3,5,7,9-tetraoxadecanoic) acid (PFO4DA) | Perfluoro(3,5,7,9-tetraoxadecanoic) acid (PFO4DA) | Perfluoro(3,5,7,9-tetraoxadecanoic) acid (PFO4DA)
| 39492-90-5 | Water | Perfluoro(3,5,7,9-tetraoxadecanoic) acid (PFO4DA) | PFAS by LCMSMS Compliant with QSM 5.4 Table B-15 | [10 empty] | Perfluoro(3,5,7,9-tetraoxadecanoic) acid (PFO4DA) | Perfluoro(3,5,7,9-tetraoxadecanoic) acid (PFO4DA) | Perfluoro(3,5,7,9-tetraoxadecanoic) acid (PFO4DA) | Perfluoro(3,5,7,9-tetraoxadecanoic) acid (PFO4DA)
| 39492-89-2 | Soil | Perfluoro(3,5,7-trioxaoctanoic) acid (PFO3OA) | 1633 | [10 empty] | Perfluoro(3,5,7-trioxaoctanoic) acid (PFO3OA) | Perfluoro(3,5,7-trioxaoctanoic) acid (PFO3OA) | Perfluoro(3,5,7-trioxaoctanoic) acid (PFO3OA) | Perfluoro(3,5,7-trioxaoctanoic) acid (PFO3OA)
| 39492-89-2 | Water | Perfluoro(3,5,7-trioxaoctanoic) acid (PFO3OA) | 1633 | [10 empty] | Perfluoro(3,5,7-trioxaoctanoic) acid (PFO3OA) | Perfluoro(3,5,7-trioxaoctanoic) acid (PFO3OA) | Perfluoro(3,5,7-trioxaoctanoic) acid (PFO3OA) | Perfluoro(3,5,7-trioxaoctanoic) acid (PFO3OA)
| 39492-89-2 | Soil | Perfluoro(3,5,7-trioxaoctanoic) acid (PFO3OA) | Draft 1633 | [10 empty] | Perfluoro(3,5,7-trioxaoctanoic) acid (PFO3OA) | Perfluoro(3,5,7-trioxaoctanoic) acid (PFO3OA) | Perfluoro(3,5,7-trioxaoctanoic) acid (PFO3OA) | Perfluoro(3,5,7-trioxaoctanoic) acid (PFO3OA)
| 39492-89-2 | Water | Perfluoro(3,5,7-trioxaoctanoic) acid (PFO3OA) | Draft 1633 | [10 empty] | Perfluoro(3,5,7-trioxaoctanoic) acid (PFO3OA) | Perfluoro(3,5,7-trioxaoctanoic) acid (PFO3OA) | Perfluoro(3,5,7-trioxaoctanoic) acid (PFO3OA) | Perfluoro(3,5,7-trioxaoctanoic) acid (PFO3OA)
| 39492-89-2 | Soil | Perfluoro(3,5,7-trioxaoctanoic) acid (PFO3OA) | PFAS by LCMSMS Compliant with QSM 5.4 Table B-15 | [10 empty] | Perfluoro(3,5,7-trioxaoctanoic) acid (PFO3OA) | Perfluoro(3,5,7-trioxaoctanoic) acid (PFO3OA) | Perfluoro(3,5,7-trioxaoctanoic) acid (PFO3OA) | Perfluoro(3,5,7-trioxaoctanoic) acid (PFO3OA)
| 39492-89-2 | Water | Perfluoro(3,5,7-trioxaoctanoic) acid (PFO3OA) | PFAS by LCMSMS Compliant with QSM 5.4 Table B-15 | [10 empty] | Perfluoro(3,5,7-trioxaoctanoic) acid (PFO3OA) | Perfluoro(3,5,7-trioxaoctanoic) acid (PFO3OA) | Perfluoro(3,5,7-trioxaoctanoic) acid (PFO3OA) | Perfluoro(3,5,7-trioxaoctanoic) acid (PFO3OA)
| 39492-88-1 | Soil | Perfluoro(3,5-dioxahexanoic) acid (PFO2HxA) | 1633 | [10 empty] | Perfluoro(3,5-dioxahexanoic) acid (PFO2HxA) | Perfluoro(3,5-dioxahexanoic) acid (PFO2HxA) | Perfluoro(3,5-dioxahexanoic) acid (PFO2HxA) | Perfluoro(3,5-dioxahexanoic) acid (PFO2HxA)
| 39492-88-1 | Water | Perfluoro(3,5-dioxahexanoic) acid (PFO2HxA) | 1633 | [10 empty] | Perfluoro(3,5-dioxahexanoic) acid (PFO2HxA) | Perfluoro(3,5-dioxahexanoic) acid (PFO2HxA) | Perfluoro(3,5-dioxahexanoic) acid (PFO2HxA) | Perfluoro(3,5-dioxahexanoic) acid (PFO2HxA)
| 39492-88-1 | Soil | Perfluoro(3,5-dioxahexanoic) acid (PFO2HxA) | Draft 1633 | [10 empty] | Perfluoro(3,5-dioxahexanoic) acid (PFO2HxA) | Perfluoro(3,5-dioxahexanoic) acid (PFO2HxA) | Perfluoro(3,5-dioxahexanoic) acid (PFO2HxA) | Perfluoro(3,5-dioxahexanoic) acid (PFO2HxA)
| 39492-88-1 | Water | Perfluoro(3,5-dioxahexanoic) acid (PFO2HxA) | Draft 1633 | [10 empty] | Perfluoro(3,5-dioxahexanoic) acid (PFO2HxA) | Perfluoro(3,5-dioxahexanoic) acid (PFO2HxA) | Perfluoro(3,5-dioxahexanoic) acid (PFO2HxA) | Perfluoro(3,5-dioxahexanoic) acid (PFO2HxA)
| 39492-88-1 | Soil | Perfluoro(3,5-dioxahexanoic) acid (PFO2HxA) | PFAS by LCMSMS Compliant with QSM 5.4 Table B-15 | [10 empty] | Perfluoro(3,5-dioxahexanoic) acid (PFO2HxA) | Perfluoro(3,5-dioxahexanoic) acid (PFO2HxA) | Perfluoro(3,5-dioxahexanoic) acid (PFO2HxA) | Perfluoro(3,5-dioxahexanoic) acid (PFO2HxA)
| 39492-88-1 | Water | Perfluoro(3,5-dioxahexanoic) acid (PFO2HxA) | PFAS by LCMSMS Compliant with QSM 5.4 Table B-15 | [10 empty] | Perfluoro(3,5-dioxahexanoic) acid (PFO2HxA) | Perfluoro(3,5-dioxahexanoic) acid (PFO2HxA) | Perfluoro(3,5-dioxahexanoic) acid (PFO2HxA) | Perfluoro(3,5-dioxahexanoic) acid (PFO2HxA)
| 126105-34-8 | Soil | Perfluoro-1-decanesulfonate (PFDS) | 1633 | [10 empty] | Perfluoro-1-decanesulfonate (PFDS)
| 126105-34-8 | Water | Perfluoro-1-decanesulfonate (PFDS) | 1633 | [10 empty] | Perfluoro-1-decanesulfonate (PFDS)
| 126105-34-8 | Soil | Perfluoro-1-decanesulfonate (PFDS) | Draft 1633 | [10 empty] | Perfluoro-1-decanesulfonate (PFDS)
| 126105-34-8 | Water | Perfluoro-1-decanesulfonate (PFDS) | Draft 1633 | [10 empty] | Perfluoro-1-decanesulfonate (PFDS)
| 126105-34-8 | Soil | Perfluoro-1-decanesulfonate (PFDS) | PFAS by LCMSMS Compliant with QSM 5.4 Table B-15 | [10 empty] | Perfluoro-1-decanesulfonate (PFDS)
| 126105-34-8 | Soil | Perfluoro-1-decanesulfonate (PFDS) | PFAS by LCMSMS Compliant with QSM 5.4 Table B-15 | [10 empty] | Perfluoro-1-decanesulfonate (PFDS)
| 126105-34-8 | Soil | Perfluoro-1-decanesulfonate (PFDS) | PFAS by LCMSMS Compliant with QSM 5.4 Table B-15 | [10 empty] | Perfluoro-1-decanesulfonate (PFDS)
| 126105-34-8 | Soil | Perfluoro-1-decanesulfonate (PFDS) | PFAS by LCMSMS Compliant with QSM 5.4 Table B-15 | [10 empty] | Perfluoro-1-decanesulfonate (PFDS)
| 126105-34-8 | Water | Perfluoro-1-decanesulfonate (PFDS) | PFAS by LCMSMS Compliant with QSM 5.4 Table B-15 | [10 empty] | Perfluoro-1-decanesulfonate (PFDS)
| 126105-34-8 | Water | Perfluoro-1-decanesulfonate (PFDS) | PFAS by LCMSMS Compliant with QSM 5.4 Table B-15 | [10 empty] | Perfluoro-1-decanesulfonate (PFDS)
| 126105-34-8 | Water | Perfluoro-1-decanesulfonate (PFDS) | PFAS by LCMSMS Compliant with QSM 5.4 Table B-15 | [10 empty] | Perfluoro-1-decanesulfonate (PFDS)
| 126105-34-8 | Water | Perfluoro-1-decanesulfonate (PFDS) | PFAS by LCMSMS Compliant with QSM 5.4 Table B-15 | [10 empty] | Perfluoro-1-decanesulfonate (PFDS)
| 146689-46-5 | Soil | Perfluoro-1-heptanesulfonate (PFHpS) | 1633 | [10 empty] | Perfluoro-1-heptanesulfonate (PFHpS)
| 146689-46-5 | Water | Perfluoro-1-heptanesulfonate (PFHpS) | 1633 | [10 empty] | Perfluoro-1-heptanesulfonate (PFHpS)
| 146689-46-5 | Soil | Perfluoro-1-heptanesulfonate (PFHpS) | Draft 1633 | [10 empty] | Perfluoro-1-heptanesulfonate (PFHpS)
| 146689-46-5 | Water | Perfluoro-1-heptanesulfonate (PFHpS) | Draft 1633 | [10 empty] | Perfluoro-1-heptanesulfonate (PFHpS)
| 146689-46-5 | Soil | Perfluoro-1-heptanesulfonate (PFHpS) | PFAS by LCMSMS Compliant with QSM 5.4 Table B-15 | [10 empty] | Perfluoro-1-heptanesulfonate (PFHpS)
| 146689-46-5 | Soil | Perfluoro-1-heptanesulfonate (PFHpS) | PFAS by LCMSMS Compliant with QSM 5.4 Table B-15 | [10 empty] | Perfluoro-1-heptanesulfonate (PFHpS)
| 146689-46-5 | Soil | Perfluoro-1-heptanesulfonate (PFHpS) | PFAS by LCMSMS Compliant with QSM 5.4 Table B-15 | [10 empty] | Perfluoro-1-heptanesulfonate (PFHpS)
| 146689-46-5 | Soil | Perfluoro-1-heptanesulfonate (PFHpS) | PFAS by LCMSMS Compliant with QSM 5.4 Table B-15 | [10 empty] | Perfluoro-1-heptanesulfonate (PFHpS)
| 146689-46-5 | Water | Perfluoro-1-heptanesulfonate (PFHpS) | PFAS by LCMSMS Compliant with QSM 5.4 Table B-15 | [10 empty] | Perfluoro-1-heptanesulfonate (PFHpS)
| 146689-46-5 | Water | Perfluoro-1-heptanesulfonate (PFHpS) | PFAS by LCMSMS Compliant with QSM 5.4 Table B-15 | [10 empty] | Perfluoro-1-heptanesulfonate (PFHpS)
| 146689-46-5 | Water | Perfluoro-1-heptanesulfonate (PFHpS) | PFAS by LCMSMS Compliant with QSM 5.4 Table B-15 | [10 empty] | Perfluoro-1-heptanesulfonate (PFHpS)
| 146689-46-5 | Water | Perfluoro-1-heptanesulfonate (PFHpS) | PFAS by LCMSMS Compliant with QSM 5.4 Table B-15 | [10 empty] | Perfluoro-1-heptanesulfonate (PFHpS)
| 474511-07-4 | Soil | Perfluoro-1-nonanesulfonate (PFNS) | 1633 | [10 empty] | Perfluoro-1-nonanesulfonate (PFNS)
| 474511-07-4 | Water | Perfluoro-1-nonanesulfonate (PFNS) | 1633 | [10 empty] | Perfluoro-1-nonanesulfonate (PFNS)
| 474511-07-4 | Soil | Perfluoro-1-nonanesulfonate (PFNS) | 537 mod | [10 empty] | Perfluoro-1-nonanesulfonate (PFNS)
| 474511-07-4 | Water | Perfluoro-1-nonanesulfonate (PFNS) | 537 mod | [10 empty] | Perfluoro-1-nonanesulfonate (PFNS)
| 474511-07-4 | Soil | Perfluoro-1-nonanesulfonate (PFNS) | 537.1 | [10 empty] | Perfluoro-1-nonanesulfonate (PFNS)
| 474511-07-4 | Water | Perfluoro-1-nonanesulfonate (PFNS) | 537.1 | [10 empty] | Perfluoro-1-nonanesulfonate (PFNS)
| 474511-07-4 | Soil | Perfluoro-1-nonanesulfonate (PFNS) | Draft 1633 | [10 empty] | Perfluoro-1-nonanesulfonate (PFNS)
| 474511-07-4 | Water | Perfluoro-1-nonanesulfonate (PFNS) | Draft 1633 | [10 empty] | Perfluoro-1-nonanesulfonate (PFNS)
| 474511-07-4 | Soil | Perfluoro-1-nonanesulfonate (PFNS) | PFAS by LCMSMS Compliant with QSM 5.4 Table B-15 | [10 empty] | Perfluoro-1-nonanesulfonate (PFNS)
| 474511-07-4 | Water | Perfluoro-1-nonanesulfonate (PFNS) | PFAS by LCMSMS Compliant with QSM 5.4 Table B-15 | [10 empty] | Perfluoro-1-nonanesulfonate (PFNS)
| 674-13-5 | Soil | Perfluoro-2-methoxyacetic acid (PFMOAA) | 1633 | [10 empty] | Perfluoro-2-methoxyacetic acid (PFMOAA) | Perfluoro-2-methoxyacetic acid (PFMOAA) | Perfluoro-2-methoxyacetic acid (PFMOAA) | Perfluoro-2-methoxyacetic acid (PFMOAA)
| 674-13-5 | Water | Perfluoro-2-methoxyacetic acid (PFMOAA) | 1633 | [10 empty] | Perfluoro-2-methoxyacetic acid (PFMOAA) | Perfluoro-2-methoxyacetic acid (PFMOAA) | Perfluoro-2-methoxyacetic acid (PFMOAA) | Perfluoro-2-methoxyacetic acid (PFMOAA)
| 674-13-5 | Soil | Perfluoro-2-methoxyacetic acid (PFMOAA) | Draft 1633 | [10 empty] | Perfluoro-2-methoxyacetic acid (PFMOAA) | Perfluoro-2-methoxyacetic acid (PFMOAA) | Perfluoro-2-methoxyacetic acid (PFMOAA) | Perfluoro-2-methoxyacetic acid (PFMOAA)
| 674-13-5 | Water | Perfluoro-2-methoxyacetic acid (PFMOAA) | Draft 1633 | [10 empty] | Perfluoro-2-methoxyacetic acid (PFMOAA) | Perfluoro-2-methoxyacetic acid (PFMOAA) | Perfluoro-2-methoxyacetic acid (PFMOAA) | Perfluoro-2-methoxyacetic acid (PFMOAA)
| 674-13-5 | Soil | Perfluoro-2-methoxyacetic acid (PFMOAA) | PFAS by LCMSMS Compliant with QSM 5.4 Table B-15 | [10 empty] | Perfluoro-2-methoxyacetic acid (PFMOAA) | Perfluoro-2-methoxyacetic acid (PFMOAA) | Perfluoro-2-methoxyacetic acid (PFMOAA) | Perfluoro-2-methoxyacetic acid (PFMOAA)
| 674-13-5 | Water | Perfluoro-2-methoxyacetic acid (PFMOAA) | PFAS by LCMSMS Compliant with QSM 5.4 Table B-15 | [10 empty] | Perfluoro-2-methoxyacetic acid (PFMOAA) | Perfluoro-2-methoxyacetic acid (PFMOAA) | Perfluoro-2-methoxyacetic acid (PFMOAA) | Perfluoro-2-methoxyacetic acid (PFMOAA)
| 39492-91-6 | Soil | Perfluoro-3,5,7,9,11-pentaoxadodecanoic acid (PFO5DOA) (TAF) | 1633 | [10 empty] | Perfluoro-3,5,7,9,11-pentaoxadodecanoic acid (PFO5DOA) (TAF) | Perfluoro-3,5,7,9,11-pentaoxadodecanoic acid (PFO5DOA) (TAF) | Perfluoro-3,5,7,9,11-pentaoxadodecanoic acid (PFO5DOA) (TAF) | Perfluoro-3,5,7,9,11-pentaoxadodecanoic acid (PFO5DOA) (TAF)
| 39492-91-6 | Water | Perfluoro-3,5,7,9,11-pentaoxadodecanoic acid (PFO5DOA) (TAF) | 1633 | [10 empty] | Perfluoro-3,5,7,9,11-pentaoxadodecanoic acid (PFO5DOA) (TAF) | Perfluoro-3,5,7,9,11-pentaoxadodecanoic acid (PFO5DOA) (TAF) | Perfluoro-3,5,7,9,11-pentaoxadodecanoic acid (PFO5DOA) (TAF) | Perfluoro-3,5,7,9,11-pentaoxadodecanoic acid (PFO5DOA) (TAF)
| 39492-91-6 | Soil | Perfluoro-3,5,7,9,11-pentaoxadodecanoic acid (PFO5DOA) (TAF) | Draft 1633 | [10 empty] | Perfluoro-3,5,7,9,11-pentaoxadodecanoic acid (PFO5DOA) (TAF) | Perfluoro-3,5,7,9,11-pentaoxadodecanoic acid (PFO5DOA) (TAF) | Perfluoro-3,5,7,9,11-pentaoxadodecanoic acid (PFO5DOA) (TAF) | Perfluoro-3,5,7,9,11-pentaoxadodecanoic acid (PFO5DOA) (TAF)
| 39492-91-6 | Water | Perfluoro-3,5,7,9,11-pentaoxadodecanoic acid (PFO5DOA) (TAF) | Draft 1633 | [10 empty] | Perfluoro-3,5,7,9,11-pentaoxadodecanoic acid (PFO5DOA) (TAF) | Perfluoro-3,5,7,9,11-pentaoxadodecanoic acid (PFO5DOA) (TAF) | Perfluoro-3,5,7,9,11-pentaoxadodecanoic acid (PFO5DOA) (TAF) | Perfluoro-3,5,7,9,11-pentaoxadodecanoic acid (PFO5DOA) (TAF)
| 39492-91-6 | Soil | Perfluoro-3,5,7,9,11-pentaoxadodecanoic acid (PFO5DOA) (TAF) | PFAS by LCMSMS Compliant with QSM 5.4 Table B-15 | [10 empty] | Perfluoro-3,5,7,9,11-pentaoxadodecanoic acid (PFO5DOA) (TAF) | Perfluoro-3,5,7,9,11-pentaoxadodecanoic acid (PFO5DOA) (TAF) | Perfluoro-3,5,7,9,11-pentaoxadodecanoic acid (PFO5DOA) (TAF) | Perfluoro-3,5,7,9,11-pentaoxadodecanoic acid (PFO5DOA) (TAF)
| 39492-91-6 | Water | Perfluoro-3,5,7,9,11-pentaoxadodecanoic acid (PFO5DOA) (TAF) | PFAS by LCMSMS Compliant with QSM 5.4 Table B-15 | [10 empty] | Perfluoro-3,5,7,9,11-pentaoxadodecanoic acid (PFO5DOA) (TAF) | Perfluoro-3,5,7,9,11-pentaoxadodecanoic acid (PFO5DOA) (TAF) | Perfluoro-3,5,7,9,11-pentaoxadodecanoic acid (PFO5DOA) (TAF) | Perfluoro-3,5,7,9,11-pentaoxadodecanoic acid (PFO5DOA) (TAF)
| 377-73-1 | Soil | Perfluoro-3-methoxypropanoic acid (PFMPA) | 1633 | [10 empty] | Perfluoro-3-methoxypropanoic acid (PFMPA) | Perfluoro-3-methoxypropanoic acid (PFMPA) |  | Perfluoro-3-methoxypropanoic acid (PFMPA) | 377731
| 377-73-1 | Water | Perfluoro-3-methoxypropanoic acid (PFMPA) | 1633 | [10 empty] | Perfluoro-3-methoxypropanoic acid (PFMPA) | Perfluoro-3-methoxypropanoic acid (PFMPA) |  | Perfluoro-3-methoxypropanoic acid (PFMPA) | 377731
| 377-73-1 | Soil | Perfluoro-3-methoxypropanoic acid (PFMPA) | 533 | [10 empty] | Perfluoro-3-methoxypropanoic acid (PFMPA) | Perfluoro-3-methoxypropanoic acid (PFMPA) |  | Perfluoro-3-methoxypropanoic acid (PFMPA) | 377731
| 377-73-1 | Water | Perfluoro-3-methoxypropanoic acid (PFMPA) | 533 | [10 empty] | Perfluoro-3-methoxypropanoic acid (PFMPA) | Perfluoro-3-methoxypropanoic acid (PFMPA) |  | Perfluoro-3-methoxypropanoic acid (PFMPA) | 377731
| 377-73-1 | Soil | Perfluoro-3-methoxypropanoic acid (PFMPA) | Draft 1633 | [10 empty] | Perfluoro-3-methoxypropanoic acid (PFMPA) | Perfluoro-3-methoxypropanoic acid (PFMPA) |  | Perfluoro-3-methoxypropanoic acid (PFMPA) | 377731
| 377-73-1 | Water | Perfluoro-3-methoxypropanoic acid (PFMPA) | Draft 1633 | [10 empty] | Perfluoro-3-methoxypropanoic acid (PFMPA) | Perfluoro-3-methoxypropanoic acid (PFMPA) |  | Perfluoro-3-methoxypropanoic acid (PFMPA) | 377731
| 377-73-1 | Soil | Perfluoro-3-methoxypropanoic acid (PFMPA) | PFAS by LCMSMS Compliant with QSM 5.4 Table B-15 | [10 empty] | Perfluoro-3-methoxypropanoic acid (PFMPA) | Perfluoro-3-methoxypropanoic acid (PFMPA) | Perfluoro-3-methoxypropanoic acid (PFMPA) | Perfluoro-3-methoxypropanoic acid (PFMPA)
| 377-73-1 | Water | Perfluoro-3-methoxypropanoic acid (PFMPA) | PFAS by LCMSMS Compliant with QSM 5.4 Table B-15 | [10 empty] | Perfluoro-3-methoxypropanoic acid (PFMPA) | Perfluoro-3-methoxypropanoic acid (PFMPA) | Perfluoro-3-methoxypropanoic acid (PFMPA) | Perfluoro-3-methoxypropanoic acid (PFMPA)
| 863090-89-5 | Soil | Perfluoro-4-methoxybutanoic acid (PFMBA) | 1633 | [10 empty] | Perfluoro-4-methoxybutanoic acid (PFMBA) | Perfluoro-4-methoxybutanoic acid (PFMBA) |  | Perfluoro-4-methoxybutanoic acid (PFMBA) | 863090895
| 863090-89-5 | Water | Perfluoro-4-methoxybutanoic acid (PFMBA) | 1633 | [10 empty] | Perfluoro-4-methoxybutanoic acid (PFMBA) | Perfluoro-4-methoxybutanoic acid (PFMBA) |  | Perfluoro-4-methoxybutanoic acid (PFMBA) | 863090895
| 863090-89-5 | Soil | Perfluoro-4-methoxybutanoic acid (PFMBA) | 533 | [10 empty] | Perfluoro-4-methoxybutanoic acid (PFMBA) | Perfluoro-4-methoxybutanoic acid (PFMBA) |  | Perfluoro-4-methoxybutanoic acid (PFMBA) | 863090895
| 863090-89-5 | Water | Perfluoro-4-methoxybutanoic acid (PFMBA) | 533 | [10 empty] | Perfluoro-4-methoxybutanoic acid (PFMBA) | Perfluoro-4-methoxybutanoic acid (PFMBA) |  | Perfluoro-4-methoxybutanoic acid (PFMBA) | 863090895
| 863090-89-5 | Soil | Perfluoro-4-methoxybutanoic acid (PFMBA) | Draft 1633 | [10 empty] | Perfluoro-4-methoxybutanoic acid (PFMBA) | Perfluoro-4-methoxybutanoic acid (PFMBA) |  | Perfluoro-4-methoxybutanoic acid (PFMBA) | 863090895
| 863090-89-5 | Water | Perfluoro-4-methoxybutanoic acid (PFMBA) | Draft 1633 | [10 empty] | Perfluoro-4-methoxybutanoic acid (PFMBA) | Perfluoro-4-methoxybutanoic acid (PFMBA) |  | Perfluoro-4-methoxybutanoic acid (PFMBA) | 863090895
| 863090-89-5 | Soil | Perfluoro-4-methoxybutanoic acid (PFMBA) | PFAS by LCMSMS Compliant with QSM 5.4 Table B-15 | [10 empty] | Perfluoro-4-methoxybutanoic acid (PFMBA) | Perfluoro-4-methoxybutanoic acid (PFMBA) | Perfluoro-4-methoxybutanoic acid (PFMBA) | Perfluoro-4-methoxybutanoic acid (PFMBA)
| 863090-89-5 | Water | Perfluoro-4-methoxybutanoic acid (PFMBA) | PFAS by LCMSMS Compliant with QSM 5.4 Table B-15 | [10 empty] | Perfluoro-4-methoxybutanoic acid (PFMBA) | Perfluoro-4-methoxybutanoic acid (PFMBA) | Perfluoro-4-methoxybutanoic acid (PFMBA) | Perfluoro-4-methoxybutanoic acid (PFMBA)
| 375-73-5 | Soil | Perfluorobutanesulfonic acid (PFBS) | 537.1 | [10 empty] | PFAS 4C Sulfonic Acid | Perfluorobutanesulfonic Acid |  | Perfluorobutane sulfonic acid (PFBS) | 375735
| 375-73-5 | Water | Perfluorobutanesulfonic acid (PFBS) | 537.1 | [10 empty] | PFAS 4C Sulfonic Acid | Perfluorobutanesulfonic Acid |  | Perfluorobutane sulfonic acid (PFBS) | 375735
| 375-73-5 | Soil | Perfluorobutanesulfonic acid (PFBS) | 1633 | [10 empty] | PFAS 4C Sulfonic Acid | Perfluorobutanesulfonic acid (PFBS) |  | Perfluorobutanesulfonic acid (PFBS) | 375735
| 375-73-5 | Water | Perfluorobutanesulfonic acid (PFBS) | 1633 | [10 empty] | PFAS 4C Sulfonic Acid | Perfluorobutanesulfonic acid (PFBS) |  | Perfluorobutanesulfonic acid (PFBS) | 375735
| 375-73-5 | Soil | Perfluorobutanesulfonic acid (PFBS) | 533 | [10 empty] | PFAS 4C Sulfonic Acid | Perfluorobutanesulfonic acid (PFBS) |  | Perfluorobutanesulfonic acid (PFBS) | 375735
| 375-73-5 | Water | Perfluorobutanesulfonic acid (PFBS) | 533 | [10 empty] | PFAS 4C Sulfonic Acid | Perfluorobutanesulfonic acid (PFBS) |  | Perfluorobutanesulfonic acid (PFBS) | 375735
| 375-73-5 | Soil | Perfluorobutanesulfonic acid (PFBS) | 537 mod | [10 empty] | PFAS 4C Sulfonic Acid | Perfluorobutanesulfonic Acid |  | Perfluorobutane sulfonic acid (PFBS) | 375735
| 375-73-5 | Water | Perfluorobutanesulfonic acid (PFBS) | 537 mod | [10 empty] | PFAS 4C Sulfonic Acid | Perfluorobutanesulfonic Acid |  | Perfluorobutane sulfonic acid (PFBS) | 375735
| 375-73-5 | Soil | Perfluorobutanesulfonic acid (PFBS) | 537.1 | [10 empty] | PFAS 4C Sulfonic Acid | Perfluorobutanesulfonic Acid |  | Perfluorobutane sulfonic acid (PFBS) | 375735
| 375-73-5 | Water | Perfluorobutanesulfonic acid (PFBS) | 537.1 | [10 empty] | PFAS 4C Sulfonic Acid | Perfluorobutanesulfonic Acid |  | Perfluorobutane sulfonic acid (PFBS) | 375735
| 375-73-5 | Soil | Perfluorobutanesulfonic acid (PFBS) | Draft 1633 | [10 empty] | PFAS 4C Sulfonic Acid | Perfluorobutanesulfonic acid (PFBS) |  | Perfluorobutanesulfonic acid (PFBS) | 375735
| 375-73-5 | Water | Perfluorobutanesulfonic acid (PFBS) | Draft 1633 | [10 empty] | PFAS 4C Sulfonic Acid | Perfluorobutanesulfonic acid (PFBS) |  | Perfluorobutanesulfonic acid (PFBS) | 375735
| 375-73-5 | Soil | Perfluorobutanesulfonic acid (PFBS) | PFAS by LCMSMS Compliant with QSM 5.4 Table B-15 | [10 empty] | PFAS 4C Sulfonic Acid | Perfluorobutanesulfonic Acid |  | Perfluorobutane sulfonic acid (PFBS) | 375735
| 375-73-5 | Water | Perfluorobutanesulfonic acid (PFBS) | PFAS by LCMSMS Compliant with QSM 5.4 Table B-15 | [10 empty] | PFAS 4C Sulfonic Acid | Perfluorobutanesulfonic Acid |  | Perfluorobutane sulfonic acid (PFBS) | 375735
| 375-22-4 | Soil | Perfluorobutanoic acid (PFBA) | 1633 | [10 empty] | PFAS 4C Acid |  |  | Perfluorobutanoic acid (PFBA) | 375224
| 375-22-4 | Water | Perfluorobutanoic acid (PFBA) | 1633 | [10 empty] | PFAS 4C Acid |  |  | Perfluorobutanoic acid (PFBA) | 375224
| 375-22-4 | Soil | Perfluorobutanoic acid (PFBA) | 533 | [10 empty] | PFAS 4C Acid | Perfluorobutanoic acid (PFBA) |  | Perfluorobutanoic acid (PFBA) | 375224
| 375-22-4 | Water | Perfluorobutanoic acid (PFBA) | 533 | [10 empty] | PFAS 4C Acid | Perfluorobutanoic acid (PFBA) |  | Perfluorobutanoic acid (PFBA) | 375224
| 375-22-4 | Soil | Perfluorobutanoic acid (PFBA) | 537 mod | [10 empty] | PFAS 4C Acid |  |  | Perfluorobutanoic acid (PFBA) | 375224
| 375-22-4 | Water | Perfluorobutanoic acid (PFBA) | 537 mod | [10 empty] | PFAS 4C Acid |  |  | Perfluorobutanoic acid (PFBA) | 375224
| 375-22-4 | Soil | Perfluorobutanoic acid (PFBA) | 537.1 | [10 empty] | PFAS 4C Acid |  |  | Perfluorobutanoic acid (PFBA) | 375224
| 375-22-4 | Water | Perfluorobutanoic acid (PFBA) | 537.1 | [10 empty] | PFAS 4C Acid |  |  | Perfluorobutanoic acid (PFBA) | 375224
| 375-22-4 | Soil | Perfluorobutanoic acid (PFBA) | Draft 1633 | [10 empty] | PFAS 4C Acid |  |  | Perfluorobutanoic acid (PFBA) | 375224
| 375-22-4 | Water | Perfluorobutanoic acid (PFBA) | Draft 1633 | [10 empty] | PFAS 4C Acid |  |  | Perfluorobutanoic acid (PFBA) | 375224
| 375-22-4 | Soil | Perfluorobutanoic acid (PFBA) | PFAS by LCMSMS Compliant with QSM 5.4 Table B-15 | [10 empty] | PFAS 4C Acid |  |  | Perfluorobutanoic acid (PFBA) | 375224
| 375-22-4 | Water | Perfluorobutanoic acid (PFBA) | PFAS by LCMSMS Compliant with QSM 5.4 Table B-15 | [10 empty] | PFAS 4C Acid |  |  | Perfluorobutanoic acid (PFBA) | 375224
| 335-77-3 | Soil | Perfluorodecane sulfonic acid (PFDS) | 1633 | [10 empty] | PFAS 10C Sulfonic Acid |  |  | Perfluorodecane sulfonic acid (PFDS) | 335773
| 335-77-3 | Water | Perfluorodecane sulfonic acid (PFDS) | 1633 | [10 empty] | PFAS 10C Sulfonic Acid |  |  | Perfluorodecane sulfonic acid (PFDS) | 335773
| 335-77-3 | Soil | Perfluorodecane sulfonic acid (PFDS) | 537 mod | [10 empty] | PFAS 10C Sulfonic Acid |  |  | Perfluorodecane sulfonic acid (PFDS) | 335773
| 335-77-3 | Water | Perfluorodecane sulfonic acid (PFDS) | 537 mod | [10 empty] | PFAS 10C Sulfonic Acid |  |  | Perfluorodecane sulfonic acid (PFDS) | 335773
| 335-77-3 | Soil | Perfluorodecane sulfonic acid (PFDS) | 537.1 | [10 empty] | PFAS 10C Sulfonic Acid |  |  | Perfluorodecane sulfonic acid (PFDS) | 335773
| 335-77-3 | Water | Perfluorodecane sulfonic acid (PFDS) | 537.1 | [10 empty] | PFAS 10C Sulfonic Acid |  |  | Perfluorodecane sulfonic acid (PFDS) | 335773
| 335-77-3 | Soil | Perfluorodecane sulfonic acid (PFDS) | Draft 1633 | [10 empty] | PFAS 10C Sulfonic Acid |  |  | Perfluorodecane sulfonic acid (PFDS) | 335773
| 335-77-3 | Water | Perfluorodecane sulfonic acid (PFDS) | Draft 1633 | [10 empty] | PFAS 10C Sulfonic Acid |  |  | Perfluorodecane sulfonic acid (PFDS) | 335773
| 335-77-3 | Soil | Perfluorodecane sulfonic acid (PFDS) | PFAS by LCMSMS Compliant with QSM 5.4 Table B-15 | [10 empty] | PFAS 10C Sulfonic Acid |  |  | Perfluorodecane sulfonic acid (PFDS) | 335773
| 335-77-3 | Water | Perfluorodecane sulfonic acid (PFDS) | PFAS by LCMSMS Compliant with QSM 5.4 Table B-15 | [10 empty] | PFAS 10C Sulfonic Acid |  |  | Perfluorodecane sulfonic acid (PFDS) | 335773
| 335-76-2 | Soil | Perfluorodecanoic acid (PFDA) | 1633 | [10 empty] | PFAS 10C Acid |  |  | Perfluorodecanoic acid (PFDA) | 335762
| 335-76-2 | Water | Perfluorodecanoic acid (PFDA) | 1633 | [10 empty] | PFAS 10C Acid |  |  | Perfluorodecanoic acid (PFDA) | 335762
| 335-76-2 | Soil | Perfluorodecanoic acid (PFDA) | 533 | [10 empty] | PFAS 10C Acid | Perfluorodecanoic acid (PFDA) |  | Perfluorodecanoic acid (PFDA) | 335762
| 335-76-2 | Water | Perfluorodecanoic acid (PFDA) | 533 | [10 empty] | PFAS 10C Acid | Perfluorodecanoic acid (PFDA) |  | Perfluorodecanoic acid (PFDA) | 335762
| 335-76-2 | Soil | Perfluorodecanoic acid (PFDA) | 537 mod | [10 empty] | PFAS 10C Acid |  |  | Perfluorodecanoic acid (PFDA) | 335762
| 335-76-2 | Water | Perfluorodecanoic acid (PFDA) | 537 mod | [10 empty] | PFAS 10C Acid |  |  | Perfluorodecanoic acid (PFDA) | 335762
| 335-76-2 | Soil | Perfluorodecanoic acid (PFDA) | 537.1 | [10 empty] | PFAS 10C Acid |  |  | Perfluorodecanoic acid (PFDA) | 335762
| 335-76-2 | Water | Perfluorodecanoic acid (PFDA) | 537.1 | [10 empty] | PFAS 10C Acid |  |  | Perfluorodecanoic acid (PFDA) | 335762
| 335-76-2 | Soil | Perfluorodecanoic acid (PFDA) | Draft 1633 | [10 empty] | PFAS 10C Acid |  |  | Perfluorodecanoic acid (PFDA) | 335762
| 335-76-2 | Water | Perfluorodecanoic acid (PFDA) | Draft 1633 | [10 empty] | PFAS 10C Acid |  |  | Perfluorodecanoic acid (PFDA) | 335762
| 335-76-2 | Soil | Perfluorodecanoic acid (PFDA) | PFAS by LCMSMS Compliant with QSM 5.4 Table B-15 | [10 empty] | PFAS 10C Acid |  |  | Perfluorodecanoic acid (PFDA) | 335762
| 335-76-2 | Water | Perfluorodecanoic acid (PFDA) | PFAS by LCMSMS Compliant with QSM 5.4 Table B-15 | [10 empty] | PFAS 10C Acid |  |  | Perfluorodecanoic acid (PFDA) | 335762
| 79780-39-5 | Soil | Perfluorododecane sulfonic acid (PFDoS) | 1633 | [10 empty] | PFAS 12C Sulfonic Acid | Perfluorododecane sulfonic acid (PFDoS) |  | Perfluorododecane sulfonic acid (PFDoS) | 2058948
| 79780-39-5 | Water | Perfluorododecane sulfonic acid (PFDoS) | 1633 | [10 empty] | PFAS 12C Sulfonic Acid | Perfluorododecane sulfonic acid (PFDoS) |  | Perfluorododecane sulfonic acid (PFDoS) | 2058948
| 79780-39-5 | Soil | Perfluorododecane sulfonic acid (PFDoS) | 537 mod | [10 empty] | PFAS 12C Sulfonic Acid | Perfluorododecane sulfonic acid (PFDoS) |  | Perfluorododecane sulfonic acid (PFDoS) | 2058948
| 79780-39-5 | Water | Perfluorododecane sulfonic acid (PFDoS) | 537 mod | [10 empty] | PFAS 12C Sulfonic Acid | Perfluorododecane sulfonic acid (PFDoS) |  | Perfluorododecane sulfonic acid (PFDoS) | 2058948
| 79780-39-5 | Soil | Perfluorododecane sulfonic acid (PFDoS) | 537.1 | [10 empty] | PFAS 12C Sulfonic Acid | Perfluorododecane sulfonic acid (PFDoS) |  | Perfluorododecane sulfonic acid (PFDoS) | 2058948
| 79780-39-5 | Water | Perfluorododecane sulfonic acid (PFDoS) | 537.1 | [10 empty] | PFAS 12C Sulfonic Acid | Perfluorododecane sulfonic acid (PFDoS) |  | Perfluorododecane sulfonic acid (PFDoS) | 2058948
| 79780-39-5 | Soil | Perfluorododecane sulfonic acid (PFDoS) | Draft 1633 | [10 empty] | PFAS 12C Sulfonic Acid | Perfluorododecane sulfonic acid (PFDoS) |  | Perfluorododecane sulfonic acid (PFDoS) | 2058948
| 79780-39-5 | Water | Perfluorododecane sulfonic acid (PFDoS) | Draft 1633 | [10 empty] | PFAS 12C Sulfonic Acid | Perfluorododecane sulfonic acid (PFDoS) |  | Perfluorododecane sulfonic acid (PFDoS) | 2058948
| 79780-39-5 | Soil | Perfluorododecane sulfonic acid (PFDoS) | PFAS by LCMSMS Compliant with QSM 5.4 Table B-15 | [10 empty] | PFAS 12C Sulfonic Acid | Perfluorododecane sulfonic acid (PFDoS) |  | Perfluorododecane sulfonic acid (PFDoS) | 2058948
| 79780-39-5 | Water | Perfluorododecane sulfonic acid (PFDoS) | PFAS by LCMSMS Compliant with QSM 5.4 Table B-15 | [10 empty] | PFAS 12C Sulfonic Acid | Perfluorododecane sulfonic acid (PFDoS) |  | Perfluorododecane sulfonic acid (PFDoS) | 2058948
| 307-55-1 | Soil | Perfluorododecanoic acid (PFDoA) | 1633 | [10 empty] | PFAS 12C Acid |  |  | Perfluorododecanoic acid (PFDOA) | 307551
| 307-55-1 | Water | Perfluorododecanoic acid (PFDoA) | 1633 | [10 empty] | PFAS 12C Acid |  |  | Perfluorododecanoic acid (PFDOA) | 307551
| 307-55-1 | Soil | Perfluorododecanoic acid (PFDoA) | 533 | [10 empty] | PFAS 12C Acid | Perfluorododecanoic acid (PFDoA) |  | Perfluorododecanoic acid (PFDoA) | 307551
| 307-55-1 | Water | Perfluorododecanoic acid (PFDoA) | 533 | [10 empty] | PFAS 12C Acid | Perfluorododecanoic acid (PFDoA) |  | Perfluorododecanoic acid (PFDoA) | 307551
| 307-55-1 | Soil | Perfluorododecanoic acid (PFDoA) | 537 mod | [10 empty] | PFAS 12C Acid | Perfluorododecanoic acid (PFDoA) |  | Perfluorododecanoic acid (PFDoA) | 307551
| 307-55-1 | Water | Perfluorododecanoic acid (PFDoA) | 537 mod | [10 empty] | PFAS 12C Acid | Perfluorododecanoic acid (PFDoA) |  | Perfluorododecanoic acid (PFDoA) | 307551
| 307-55-1 | Soil | Perfluorododecanoic acid (PFDoA) | 537.1 | [10 empty] | PFAS 12C Acid |  |  | Perfluorododecanoic acid (PFDOA) | 307551
| 307-55-1 | Water | Perfluorododecanoic acid (PFDoA) | 537.1 | [10 empty] | PFAS 12C Acid |  |  | Perfluorododecanoic acid (PFDOA) | 307551
| 307-55-1 | Soil | Perfluorododecanoic acid (PFDoA) | Draft 1633 | [10 empty] | PFAS 12C Acid |  |  | Perfluorododecanoic acid (PFDOA) | 307551
| 307-55-1 | Water | Perfluorododecanoic acid (PFDoA) | Draft 1633 | [10 empty] | PFAS 12C Acid |  |  | Perfluorododecanoic acid (PFDOA) | 307551
| 307-55-1 | Soil | Perfluorododecanoic acid (PFDoA) | PFAS by LCMSMS Compliant with QSM 5.4 Table B-15 | [10 empty] | PFAS 12C Acid |  |  | Perfluorododecanoic acid (PFDOA) | 307551
| 307-55-1 | Water | Perfluorododecanoic acid (PFDoA) | PFAS by LCMSMS Compliant with QSM 5.4 Table B-15 | [10 empty] | PFAS 12C Acid |  |  | Perfluorododecanoic acid (PFDOA) | 307551
| - | Soil | Perfluoroethoxypropyl carboxylic acid (PEPA) | 1633 | [10 empty] | Perfluoroethoxypropyl carboxylic acid (PEPA) | Perfluoroethoxypropyl carboxylic acid (PEPA) | Perfluoroethoxypropyl carboxylic acid (PEPA) | Perfluoroethoxypropyl carboxylic acid (PEPA)
| - | Water | Perfluoroethoxypropyl carboxylic acid (PEPA) | 1633 | [10 empty] | Perfluoroethoxypropyl carboxylic acid (PEPA) | Perfluoroethoxypropyl carboxylic acid (PEPA) | Perfluoroethoxypropyl carboxylic acid (PEPA) | Perfluoroethoxypropyl carboxylic acid (PEPA)
| - | Soil | Perfluoroethoxypropyl carboxylic acid (PEPA) | Draft 1633 | [10 empty] | Perfluoroethoxypropyl carboxylic acid (PEPA) | Perfluoroethoxypropyl carboxylic acid (PEPA) | Perfluoroethoxypropyl carboxylic acid (PEPA) | Perfluoroethoxypropyl carboxylic acid (PEPA)
| - | Water | Perfluoroethoxypropyl carboxylic acid (PEPA) | Draft 1633 | [10 empty] | Perfluoroethoxypropyl carboxylic acid (PEPA) | Perfluoroethoxypropyl carboxylic acid (PEPA) | Perfluoroethoxypropyl carboxylic acid (PEPA) | Perfluoroethoxypropyl carboxylic acid (PEPA)
| - | Soil | Perfluoroethoxypropyl carboxylic acid (PEPA) | PFAS by LCMSMS Compliant with QSM 5.4 Table B-15 | [10 empty] | Perfluoroethoxypropyl carboxylic acid (PEPA) | Perfluoroethoxypropyl carboxylic acid (PEPA) | Perfluoroethoxypropyl carboxylic acid (PEPA) | Perfluoroethoxypropyl carboxylic acid (PEPA)
| - | Water | Perfluoroethoxypropyl carboxylic acid (PEPA) | PFAS by LCMSMS Compliant with QSM 5.4 Table B-15 | [10 empty] | Perfluoroethoxypropyl carboxylic acid (PEPA) | Perfluoroethoxypropyl carboxylic acid (PEPA) | Perfluoroethoxypropyl carboxylic acid (PEPA) | Perfluoroethoxypropyl carboxylic acid (PEPA)
| 375-92-8 | Soil | Perfluoroheptane sulfonic acid (PFHpS) | 1633 | [10 empty] | PFAS 7C Sulfonic Acid | Perfluoroheptane sulfonic acid (PFHpS) |  | Perfluoroheptane sulfonic acid (PFHpS) | 375928
| 375-92-8 | Water | Perfluoroheptane sulfonic acid (PFHpS) | 1633 | [10 empty] | PFAS 7C Sulfonic Acid | Perfluoroheptane sulfonic acid (PFHpS) |  | Perfluoroheptane sulfonic acid (PFHpS) | 375928
| 375-92-8 | Soil | Perfluoroheptane sulfonic acid (PFHpS) | 533 | [10 empty] | PFAS 7C Sulfonic Acid | Perfluoroheptane sulfonic acid (PFHpS) |  | Perfluoroheptane sulfonic acid (PFHpS) | 375928
| 375-92-8 | Water | Perfluoroheptane sulfonic acid (PFHpS) | 533 | [10 empty] | PFAS 7C Sulfonic Acid | Perfluoroheptane sulfonic acid (PFHpS) |  | Perfluoroheptane sulfonic acid (PFHpS) | 375928
| 375-92-8 | Soil | Perfluoroheptane sulfonic acid (PFHpS) | 537 mod | [10 empty] | PFAS 7C Sulfonic Acid |  |  | Perfluoroheptane sulfonic acid (PFHpS) | 375928
| 375-92-8 | Water | Perfluoroheptane sulfonic acid (PFHpS) | 537 mod | [10 empty] | PFAS 7C Sulfonic Acid |  |  | Perfluoroheptane sulfonic acid (PFHpS) | 375928
| 375-92-8 | Soil | Perfluoroheptane sulfonic acid (PFHpS) | 537.1 | [10 empty] | PFAS 7C Sulfonic Acid |  |  | Perfluoroheptane sulfonic acid (PFHpS) | 375928
| 375-92-8 | Water | Perfluoroheptane sulfonic acid (PFHpS) | 537.1 | [10 empty] | PFAS 7C Sulfonic Acid |  |  | Perfluoroheptane sulfonic acid (PFHpS) | 375928
| 375-92-8 | Soil | Perfluoroheptane sulfonic acid (PFHpS) | Draft 1633 | [10 empty] | PFAS 7C Sulfonic Acid | Perfluoroheptane sulfonic acid (PFHpS) |  | Perfluoroheptane sulfonic acid (PFHpS) | 375928
| 375-92-8 | Water | Perfluoroheptane sulfonic acid (PFHpS) | Draft 1633 | [10 empty] | PFAS 7C Sulfonic Acid | Perfluoroheptane sulfonic acid (PFHpS) |  | Perfluoroheptane sulfonic acid (PFHpS) | 375928
| 375-92-8 | Soil | Perfluoroheptane sulfonic acid (PFHpS) | PFAS by LCMSMS Compliant with QSM 5.4 Table B-15 | [10 empty] | PFAS 7C Sulfonic Acid |  |  | Perfluoroheptane sulfonic acid (PFHpS) | 375928
| 375-92-8 | Water | Perfluoroheptane sulfonic acid (PFHpS) | PFAS by LCMSMS Compliant with QSM 5.4 Table B-15 | [10 empty] | PFAS 7C Sulfonic Acid |  |  | Perfluoroheptane sulfonic acid (PFHpS) | 375928
| 375-85-9 | Soil | Perfluoroheptanoic acid (PFHpA) | 1633 | [10 empty] | PFAS 7C Acid | Perfluoroheptanoic Acid |  | Perfluoroheptanoic acid (PFHpA) | 375859
| 375-85-9 | Water | Perfluoroheptanoic acid (PFHpA) | 1633 | [10 empty] | PFAS 7C Acid | Perfluoroheptanoic Acid |  | Perfluoroheptanoic acid (PFHpA) | 375859
| 375-85-9 | Soil | Perfluoroheptanoic acid (PFHpA) | 533 | [10 empty] | PFAS 7C Acid | Perfluoroheptanoic acid (PFHpA) |  | Perfluoroheptanoic acid (PFHpA) | 375859
| 375-85-9 | Water | Perfluoroheptanoic acid (PFHpA) | 533 | [10 empty] | PFAS 7C Acid | Perfluoroheptanoic acid (PFHpA) |  | Perfluoroheptanoic acid (PFHpA) | 375859
| 375-85-9 | Soil | Perfluoroheptanoic acid (PFHpA) | 537 mod | [10 empty] | PFAS 7C Acid | Perfluoroheptanoic acid (PFHpA) |  | Perfluoroheptanoic acid (PFHpA) | 375859
| 375-85-9 | Water | Perfluoroheptanoic acid (PFHpA) | 537 mod | [10 empty] | PFAS 7C Acid | Perfluoroheptanoic acid (PFHpA) |  | Perfluoroheptanoic acid (PFHpA) | 375859
| 375-85-9 | Soil | Perfluoroheptanoic acid (PFHpA) | 537.1 | [10 empty] | PFAS 7C Acid | Perfluoroheptanoic Acid |  | Perfluoroheptanoic acid (PFHpA) | 375859
| 375-85-9 | Water | Perfluoroheptanoic acid (PFHpA) | 537.1 | [10 empty] | PFAS 7C Acid | Perfluoroheptanoic Acid |  | Perfluoroheptanoic acid (PFHpA) | 375859
| 375-85-9 | Soil | Perfluoroheptanoic acid (PFHpA) | Draft 1633 | [10 empty] | PFAS 7C Acid | Perfluoroheptanoic Acid |  | Perfluoroheptanoic acid (PFHpA) | 375859
| 375-85-9 | Water | Perfluoroheptanoic acid (PFHpA) | Draft 1633 | [10 empty] | PFAS 7C Acid | Perfluoroheptanoic Acid |  | Perfluoroheptanoic acid (PFHpA) | 375859
| 375-85-9 | Soil | Perfluoroheptanoic acid (PFHpA) | PFAS by LCMSMS Compliant with QSM 5.4 Table B-15 | [10 empty] | PFAS 7C Acid | Perfluoroheptanoic Acid |  | Perfluoroheptanoic acid (PFHpA) | 375859
| 375-85-9 | Water | Perfluoroheptanoic acid (PFHpA) | PFAS by LCMSMS Compliant with QSM 5.4 Table B-15 | [10 empty] | PFAS 7C Acid | Perfluoroheptanoic Acid |  | Perfluoroheptanoic acid (PFHpA) | 375859
| 67905-19-5 | Soil | Perfluorohexadecanoic acid (PFHxDA) | 1633 | [10 empty] | PFAS 16C Acid |  |  | Perfluorohexadecanoic acid (PFHXDA) | 67905195
| 67905-19-5 | Soil | Perfluorohexadecanoic Acid (PFHxDA) | 1633 | [10 empty] | Perfluorohexadecanoic Acid (PFHxDA) | Perfluorohexadecanoic Acid (PFHxDA) |  | Perfluorohexadecanoic Acid (PFHxDA) | 67905195
| 67905-19-5 | Water | Perfluorohexadecanoic acid (PFHxDA) | 1633 | [10 empty] | PFAS 16C Acid |  |  | Perfluorohexadecanoic acid (PFHXDA) | 67905195
| 67905-19-5 | Water | Perfluorohexadecanoic Acid (PFHxDA) | 1633 | [10 empty] | Perfluorohexadecanoic Acid (PFHxDA) | Perfluorohexadecanoic Acid (PFHxDA) |  | Perfluorohexadecanoic Acid (PFHxDA) | 67905195
| 67905-19-5 | Soil | Perfluorohexadecanoic acid (PFHxDA) | 537 mod | [10 empty] | PFAS 16C Acid |  |  | Perfluorohexadecanoic acid (PFHXDA) | 67905195
| 67905-19-5 | Water | Perfluorohexadecanoic acid (PFHxDA) | 537 mod | [10 empty] | PFAS 16C Acid |  |  | Perfluorohexadecanoic acid (PFHXDA) | 67905195
| 67905-19-5 | Soil | Perfluorohexadecanoic acid (PFHxDA) | 537.1 | [10 empty] | PFAS 16C Acid |  |  | Perfluorohexadecanoic acid (PFHXDA) | 67905195
| 67905-19-5 | Water | Perfluorohexadecanoic acid (PFHxDA) | 537.1 | [10 empty] | PFAS 16C Acid |  |  | Perfluorohexadecanoic acid (PFHXDA) | 67905195
| 67905-19-5 | Soil | Perfluorohexadecanoic acid (PFHxDA) | Draft 1633 | [10 empty] | PFAS 16C Acid |  |  | Perfluorohexadecanoic acid (PFHXDA) | 67905195
| 67905-19-5 | Soil | Perfluorohexadecanoic Acid (PFHxDA) | Draft 1633 | [10 empty] | Perfluorohexadecanoic Acid (PFHxDA) | Perfluorohexadecanoic Acid (PFHxDA) |  | Perfluorohexadecanoic Acid (PFHxDA) | 67905195
| 67905-19-5 | Water | Perfluorohexadecanoic acid (PFHxDA) | Draft 1633 | [10 empty] | PFAS 16C Acid |  |  | Perfluorohexadecanoic acid (PFHXDA) | 67905195
| 67905-19-5 | Water | Perfluorohexadecanoic Acid (PFHxDA) | Draft 1633 | [10 empty] | Perfluorohexadecanoic Acid (PFHxDA) | Perfluorohexadecanoic Acid (PFHxDA) |  | Perfluorohexadecanoic Acid (PFHxDA) | 67905195
| 67905-19-5 | Soil | Perfluorohexadecanoic acid (PFHxDA) | PFAS by LCMSMS Compliant with QSM 5.4 Table B-15 | [10 empty] | PFAS 16C Acid |  |  | Perfluorohexadecanoic acid (PFHXDA) | 67905195
| 67905-19-5 | Water | Perfluorohexadecanoic acid (PFHxDA) | PFAS by LCMSMS Compliant with QSM 5.4 Table B-15 | [10 empty] | PFAS 16C Acid |  |  | Perfluorohexadecanoic acid (PFHXDA) | 67905195
| 355-46-4 | Soil | Perfluorohexanesulfonic acid (PFHxS) | 1633 | [10 empty] | PFAS 6C Sulfonic Acid | Perfluorohexanesulfonic Acid |  | Perfluorohexane sulfonic acid (PFHxS) | 355464
| 355-46-4 | Water | Perfluorohexanesulfonic acid (PFHxS) | 1633 | [10 empty] | PFAS 6C Sulfonic Acid | Perfluorohexanesulfonic Acid |  | Perfluorohexane sulfonic acid (PFHxS) | 355464
| 355-46-4 | Soil | Perfluorohexanesulfonic acid (PFHxS) | 533 | [10 empty] | PFAS 6C Sulfonic Acid | Perfluorohexanesulfonic acid (PFHxS) |  | Perfluorohexanesulfonic acid (PFHxS) | 355464
| 355-46-4 | Water | Perfluorohexanesulfonic acid (PFHxS) | 533 | [10 empty] | PFAS 6C Sulfonic Acid | Perfluorohexanesulfonic acid (PFHxS) |  | Perfluorohexanesulfonic acid (PFHxS) | 355464
| 355-46-4 | Soil | Perfluorohexanesulfonic acid (PFHxS) | 537 mod | [10 empty] | PFAS 6C Sulfonic Acid | Perfluorohexanesulfonic acid (PFHxS) |  | Perfluorohexanesulfonic acid (PFHxS) | 355464
| 355-46-4 | Water | Perfluorohexanesulfonic acid (PFHxS) | 537 mod | [10 empty] | PFAS 6C Sulfonic Acid | Perfluorohexanesulfonic acid (PFHxS) |  | Perfluorohexanesulfonic acid (PFHxS) | 355464
| 355-46-4 | Soil | Perfluorohexanesulfonic acid (PFHxS) | 537.1 | [10 empty] | PFAS 6C Sulfonic Acid | Perfluorohexanesulfonic Acid |  | Perfluorohexane sulfonic acid (PFHxS) | 355464
| 355-46-4 | Water | Perfluorohexanesulfonic acid (PFHxS) | 537.1 | [10 empty] | PFAS 6C Sulfonic Acid | Perfluorohexanesulfonic Acid |  | Perfluorohexane sulfonic acid (PFHxS) | 355464
| 355-46-4 | Soil | Perfluorohexanesulfonic acid (PFHxS) | Draft 1633 | [10 empty] | PFAS 6C Sulfonic Acid | Perfluorohexanesulfonic Acid |  | Perfluorohexane sulfonic acid (PFHxS) | 355464
| 355-46-4 | Water | Perfluorohexanesulfonic acid (PFHxS) | Draft 1633 | [10 empty] | PFAS 6C Sulfonic Acid | Perfluorohexanesulfonic Acid |  | Perfluorohexane sulfonic acid (PFHxS) | 355464
| 355-46-4 | Soil | Perfluorohexanesulfonic acid (PFHxS) | PFAS by LCMSMS Compliant with QSM 5.4 Table B-15 | [10 empty] | PFAS 6C Sulfonic Acid | Perfluorohexanesulfonic Acid |  | Perfluorohexane sulfonic acid (PFHxS) | 355464
| 355-46-4 | Water | Perfluorohexanesulfonic acid (PFHxS) | PFAS by LCMSMS Compliant with QSM 5.4 Table B-15 | [10 empty] | PFAS 6C Sulfonic Acid | Perfluorohexanesulfonic Acid |  | Perfluorohexane sulfonic acid (PFHxS) | 355464
| 307-24-4 | Soil | Perfluorohexanoic acid (PFHxA) | 1633 | [10 empty] | PFAS 6C Acid | Perfluorohexanoic acid (PFHxA) |  | Perfluorohexanoic acid (PFHxA) | 307244
| 307-24-4 | Water | Perfluorohexanoic acid (PFHxA) | 1633 | [10 empty] | PFAS 6C Acid | Perfluorohexanoic acid (PFHxA) |  | Perfluorohexanoic acid (PFHxA) | 307244
| 307-24-4 | Soil | Perfluorohexanoic acid (PFHxA) | 533 | [10 empty] | PFAS 6C Acid | Perfluorohexanoic acid (PFHxA) |  | Perfluorohexanoic acid (PFHxA) | 307244
| 307-24-4 | Water | Perfluorohexanoic acid (PFHxA) | 533 | [10 empty] | PFAS 6C Acid | Perfluorohexanoic acid (PFHxA) |  | Perfluorohexanoic acid (PFHxA) | 307244
| 307-24-4 | Soil | Perfluorohexanoic acid (PFHxA) | 537 mod | [10 empty] | PFAS 6C Acid | Perfluorohexanoic acid (PFHxA) |  | Perfluorohexanoic acid (PFHxA) | 307244
| 307-24-4 | Water | Perfluorohexanoic acid (PFHxA) | 537 mod | [10 empty] | PFAS 6C Acid | Perfluorohexanoic acid (PFHxA) |  | Perfluorohexanoic acid (PFHxA) | 307244
| 307-24-4 | Soil | Perfluorohexanoic acid (PFHxA) | 537.1 | [10 empty] | PFAS 6C Acid |  |  | Perfluorohexanoic acid (PFHxA) | 307244
| 307-24-4 | Water | Perfluorohexanoic acid (PFHxA) | 537.1 | [10 empty] | PFAS 6C Acid |  |  | Perfluorohexanoic acid (PFHxA) | 307244
| 307-24-4 | Soil | Perfluorohexanoic acid (PFHxA) | Draft 1633 | [10 empty] | PFAS 6C Acid | Perfluorohexanoic acid (PFHxA) |  | Perfluorohexanoic acid (PFHxA) | 307244
| 307-24-4 | Water | Perfluorohexanoic acid (PFHxA) | Draft 1633 | [10 empty] | PFAS 6C Acid | Perfluorohexanoic acid (PFHxA) |  | Perfluorohexanoic acid (PFHxA) | 307244
| 307-24-4 | Soil | Perfluorohexanoic acid (PFHxA) | PFAS by LCMSMS Compliant with QSM 5.4 Table B-15 | [10 empty] | PFAS 6C Acid |  |  | Perfluorohexanoic acid (PFHxA) | 307244
| 307-24-4 | Water | Perfluorohexanoic acid (PFHxA) | PFAS by LCMSMS Compliant with QSM 5.4 Table B-15 | [10 empty] | PFAS 6C Acid |  |  | Perfluorohexanoic acid (PFHxA) | 307244
| 68259-12-1 | Soil | Perfluorononanesulfonic acid (PFNS) | 1633 | [10 empty] | PFAS 9C Sulfonic Acid |  |  | Perfluorononane sulfonic acid (PFNS) | 68259121
| 68259-12-1 | Water | Perfluorononanesulfonic acid (PFNS) | 1633 | [10 empty] | PFAS 9C Sulfonic Acid |  |  | Perfluorononane sulfonic acid (PFNS) | 68259121
| 68259-12-1 | Soil | Perfluorononanesulfonic acid (PFNS) | 537 mod | [10 empty] | PFAS 9C Sulfonic Acid |  |  | Perfluorononane sulfonic acid (PFNS) | 68259121
| 68259-12-1 | Water | Perfluorononanesulfonic acid (PFNS) | 537 mod | [10 empty] | PFAS 9C Sulfonic Acid |  |  | Perfluorononane sulfonic acid (PFNS) | 68259121
| 68259-12-1 | Soil | Perfluorononanesulfonic acid (PFNS) | 537.1 | [10 empty] | PFAS 9C Sulfonic Acid |  |  | Perfluorononane sulfonic acid (PFNS) | 68259121
| 68259-12-1 | Water | Perfluorononanesulfonic acid (PFNS) | 537.1 | [10 empty] | PFAS 9C Sulfonic Acid |  |  | Perfluorononane sulfonic acid (PFNS) | 68259121
| 68259-12-1 | Soil | Perfluorononanesulfonic acid (PFNS) | Draft 1633 | [10 empty] | PFAS 9C Sulfonic Acid |  |  | Perfluorononane sulfonic acid (PFNS) | 68259121
| 68259-12-1 | Water | Perfluorononanesulfonic acid (PFNS) | Draft 1633 | [10 empty] | PFAS 9C Sulfonic Acid |  |  | Perfluorononane sulfonic acid (PFNS) | 68259121
| 68259-12-1 | Soil | Perfluorononanesulfonic acid (PFNS) | PFAS by LCMSMS Compliant with QSM 5.4 Table B-15 | [10 empty] | PFAS 9C Sulfonic Acid |  |  | Perfluorononane sulfonic acid (PFNS) | 68259121
| 68259-12-1 | Water | Perfluorononanesulfonic acid (PFNS) | PFAS by LCMSMS Compliant with QSM 5.4 Table B-15 | [10 empty] | PFAS 9C Sulfonic Acid |  |  | Perfluorononane sulfonic acid (PFNS) | 68259121
| 375-95-1 | Soil | Perfluorononanoic acid (PFNA) | 1633 | [10 empty] | PFAS 9C Acid | Perfluorononanoic acid (PFNA) |  | Perfluorononanoic acid (PFNA) | 375951
| 375-95-1 | Water | Perfluorononanoic acid (PFNA) | 1633 | [10 empty] | PFAS 9C Acid | Perfluorononanoic acid (PFNA) |  | Perfluorononanoic acid (PFNA) | 375951
| 375-95-1 | Soil | Perfluorononanoic acid (PFNA) | 533 | [10 empty] | PFAS 9C Acid | Perfluorononanoic acid (PFNA) |  | Perfluorononanoic acid (PFNA) | 375951
| 375-95-1 | Water | Perfluorononanoic acid (PFNA) | 533 | [10 empty] | PFAS 9C Acid | Perfluorononanoic acid (PFNA) |  | Perfluorononanoic acid (PFNA) | 375951
| 375-95-1 | Soil | Perfluorononanoic acid (PFNA) | 537 mod | [10 empty] | PFAS 9C Acid | Perfluorononanoic acid (PFNA) |  | Perfluorononanoic acid (PFNA) | 375951
| 375-95-1 | Water | Perfluorononanoic acid (PFNA) | 537 mod | [10 empty] | PFAS 9C Acid | Perfluorononanoic acid (PFNA) |  | Perfluorononanoic acid (PFNA) | 375951
| 375-95-1 | Soil | Perfluorononanoic acid (PFNA) | 537.1 | [10 empty] | PFAS 9C Acid | Perfluorononanoic Acid |  | Perfluorononanoic acid (PFNA) | 375951
| 375-95-1 | Water | Perfluorononanoic acid (PFNA) | 537.1 | [10 empty] | PFAS 9C Acid | Perfluorononanoic Acid |  | Perfluorononanoic acid (PFNA) | 375951
| 375-95-1 | Soil | Perfluorononanoic acid (PFNA) | Draft 1633 | [10 empty] | PFAS 9C Acid | Perfluorononanoic acid (PFNA) |  | Perfluorononanoic acid (PFNA) | 375951
| 375-95-1 | Water | Perfluorononanoic acid (PFNA) | Draft 1633 | [10 empty] | PFAS 9C Acid | Perfluorononanoic acid (PFNA) |  | Perfluorononanoic acid (PFNA) | 375951
| 375-95-1 | Soil | Perfluorononanoic acid (PFNA) | PFAS by LCMSMS Compliant with QSM 5.4 Table B-15 | [10 empty] | PFAS 9C Acid | Perfluorononanoic Acid |  | Perfluorononanoic acid (PFNA) | 375951
| 375-95-1 | Water | Perfluorononanoic acid (PFNA) | PFAS by LCMSMS Compliant with QSM 5.4 Table B-15 | [10 empty] | PFAS 9C Acid | Perfluorononanoic Acid |  | Perfluorononanoic acid (PFNA) | 375951
| 16517-11-6 | Soil | Perfluorooctadecanoic acid (PFODA) | 1633 | [10 empty] | PFAS 18C Acid |  |  | Perfluorooctadecanoic acid (PFODA) | 16517116
| 16517-11-6 | Soil | Perfluorooctadecanoic Acid (PFODA) | 1633 | [10 empty] | Perfluorooctadecanoic Acid (PFODA) | Perfluorooctadecanoic Acid (PFODA) |  | Perfluorooctadecanoic Acid (PFODA) | 16517116
| 16517-11-6 | Water | Perfluorooctadecanoic acid (PFODA) | 1633 | [10 empty] | PFAS 18C Acid |  |  | Perfluorooctadecanoic acid (PFODA) | 16517116
| 16517-11-6 | Water | Perfluorooctadecanoic Acid (PFODA) | 1633 | [10 empty] | Perfluorooctadecanoic Acid (PFODA) | Perfluorooctadecanoic Acid (PFODA) |  | Perfluorooctadecanoic Acid (PFODA) | 16517116
| 16517-11-6 | Soil | Perfluorooctadecanoic acid (PFODA) | 537 mod | [10 empty] | PFAS 18C Acid |  |  | Perfluorooctadecanoic acid (PFODA) | 16517116
| 16517-11-6 | Water | Perfluorooctadecanoic acid (PFODA) | 537 mod | [10 empty] | PFAS 18C Acid |  |  | Perfluorooctadecanoic acid (PFODA) | 16517116
| 16517-11-6 | Soil | Perfluorooctadecanoic acid (PFODA) | 537.1 | [10 empty] | PFAS 18C Acid |  |  | Perfluorooctadecanoic acid (PFODA) | 16517116
| 16517-11-6 | Water | Perfluorooctadecanoic acid (PFODA) | 537.1 | [10 empty] | PFAS 18C Acid |  |  | Perfluorooctadecanoic acid (PFODA) | 16517116
| 16517-11-6 | Soil | Perfluorooctadecanoic acid (PFODA) | Draft 1633 | [10 empty] | PFAS 18C Acid |  |  | Perfluorooctadecanoic acid (PFODA) | 16517116
| 16517-11-6 | Soil | Perfluorooctadecanoic Acid (PFODA) | Draft 1633 | [10 empty] | Perfluorooctadecanoic Acid (PFODA) | Perfluorooctadecanoic Acid (PFODA) |  | Perfluorooctadecanoic Acid (PFODA) | 16517116
| 16517-11-6 | Water | Perfluorooctadecanoic acid (PFODA) | Draft 1633 | [10 empty] | PFAS 18C Acid |  |  | Perfluorooctadecanoic acid (PFODA) | 16517116
| 16517-11-6 | Water | Perfluorooctadecanoic Acid (PFODA) | Draft 1633 | [10 empty] | Perfluorooctadecanoic Acid (PFODA) | Perfluorooctadecanoic Acid (PFODA) |  | Perfluorooctadecanoic Acid (PFODA) | 16517116
| 16517-11-6 | Soil | Perfluorooctadecanoic acid (PFODA) | PFAS by LCMSMS Compliant with QSM 5.4 Table B-15 | [10 empty] | PFAS 18C Acid |  |  | Perfluorooctadecanoic acid (PFODA) | 16517116
| 16517-11-6 | Water | Perfluorooctadecanoic acid (PFODA) | PFAS by LCMSMS Compliant with QSM 5.4 Table B-15 | [10 empty] | PFAS 18C Acid |  |  | Perfluorooctadecanoic acid (PFODA) | 16517116
| 754-91-6 | Soil | Perfluorooctanesulfonamide (PFOSA) | 1633 | [13 empty] | Perfluorooctane sulfonamide (PFOSAm) | 754916
| 754-91-6 | Water | Perfluorooctanesulfonamide (PFOSA) | 1633 | [13 empty] | Perfluorooctane sulfonamide (PFOSAm) | 754916
| 754-91-6 | Soil | Perfluorooctanesulfonamide (PFOSA) | 537 mod | [13 empty] | Perfluorooctane sulfonamide (PFOSAm) | 754916
| 754-91-6 | Water | Perfluorooctanesulfonamide (PFOSA) | 537 mod | [13 empty] | Perfluorooctane sulfonamide (PFOSAm) | 754916
| 754-91-6 | Soil | Perfluorooctanesulfonamide (PFOSA) | 537.1 | [13 empty] | Perfluorooctane sulfonamide (PFOSAm) | 754916
| 754-91-6 | Water | Perfluorooctanesulfonamide (PFOSA) | 537.1 | [13 empty] | Perfluorooctane sulfonamide (PFOSAm) | 754916
| 754-91-6 | Soil | Perfluorooctanesulfonamide (PFOSA) | Draft 1633 | [13 empty] | Perfluorooctane sulfonamide (PFOSAm) | 754916
| 754-91-6 | Water | Perfluorooctanesulfonamide (PFOSA) | Draft 1633 | [13 empty] | Perfluorooctane sulfonamide (PFOSAm) | 754916
| 754-91-6 | Soil | Perfluorooctanesulfonamide (PFOSA) | PFAS by LCMSMS Compliant with QSM 5.4 Table B-15 | [13 empty] | Perfluorooctane sulfonamide (PFOSAm) | 754916
| 754-91-6 | Water | Perfluorooctanesulfonamide (PFOSA) | PFAS by LCMSMS Compliant with QSM 5.4 Table B-15 | [13 empty] | Perfluorooctane sulfonamide (PFOSAm) | 754916
| 1763-23-1 | Soil | Perfluorooctanesulfonic acid (PFOS) | 537.1 | [10 empty] | PFAS 8C Sulfonic Acid | Perfluorooctanesulfonic Acid |  | Perfluorooctane sulfonic acid (PFOS) | 1763231
| 1763-23-1 | Water | Perfluorooctanesulfonic acid (PFOS) | 537.1 | [10 empty] | PFAS 8C Sulfonic Acid | Perfluorooctanesulfonic Acid |  | Perfluorooctane sulfonic acid (PFOS) | 1763231
| 1763-23-1 | Soil | Perfluorooctanesulfonic acid (PFOS) | 1633 | [10 empty] | PFAS 8C Sulfonic Acid | Perfluorooctanesulfonic Acid |  | Perfluorooctane sulfonic acid (PFOS) | 1763231
| 1763-23-1 | Water | Perfluorooctanesulfonic acid (PFOS) | 1633 | [10 empty] | PFAS 8C Sulfonic Acid | Perfluorooctanesulfonic Acid |  | Perfluorooctane sulfonic acid (PFOS) | 1763231
| 1763-23-1 | Soil | Perfluorooctanesulfonic acid (PFOS) | 533 | [10 empty] | PFAS 8C Sulfonic Acid | Perfluorooctane Sulphonic Acid (PFOS) |  | Perfluorooctane Sulphonic Acid (PFOS) | 1763231
| 1763-23-1 | Water | Perfluorooctanesulfonic acid (PFOS) | 533 | [10 empty] | PFAS 8C Sulfonic Acid | Perfluorooctane Sulphonic Acid (PFOS) |  | Perfluorooctane Sulphonic Acid (PFOS) | 1763231
| 1763-23-1 | Soil | Perfluorooctanesulfonic acid (PFOS) | 537 mod | [10 empty] | PFAS 8C Sulfonic Acid | Perfluorooctanesulfonic Acid |  | Perfluorooctane sulfonic acid (PFOS) | 1763231
| 1763-23-1 | Water | Perfluorooctanesulfonic acid (PFOS) | 537 mod | [10 empty] | PFAS 8C Sulfonic Acid | Perfluorooctanesulfonic Acid |  | Perfluorooctane sulfonic acid (PFOS) | 1763231
| 1763-23-1 | Soil | Perfluorooctanesulfonic acid (PFOS) | Draft 1633 | [10 empty] | PFAS 8C Sulfonic Acid | Perfluorooctanesulfonic Acid |  | Perfluorooctane sulfonic acid (PFOS) | 1763231
| 1763-23-1 | Water | Perfluorooctanesulfonic acid (PFOS) | Draft 1633 | [10 empty] | PFAS 8C Sulfonic Acid | Perfluorooctanesulfonic Acid |  | Perfluorooctane sulfonic acid (PFOS) | 1763231
| 1763-23-1 | Soil | Perfluorooctanesulfonic acid (PFOS) | PFAS by LCMSMS Compliant with QSM 5.4 Table B-15 | [10 empty] | PFAS 8C Sulfonic Acid | Perfluorooctanesulfonic Acid |  | Perfluorooctane sulfonic acid (PFOS) | 1763231
| 1763-23-1 | Water | Perfluorooctanesulfonic acid (PFOS) | PFAS by LCMSMS Compliant with QSM 5.4 Table B-15 | [10 empty] | PFAS 8C Sulfonic Acid | Perfluorooctanesulfonic Acid |  | Perfluorooctane sulfonic acid (PFOS) | 1763231
| 335-67-1 | Soil | Perfluorooctanoic acid (PFOA) | 1633 | [10 empty] | Perfluorooctanoic acid (PFOA) | Perfluorooctanoic acid (PFOA) |  | Perfluorooctanoic acid (PFOA) | 335671
| 335-67-1 | Water | Perfluorooctanoic acid (PFOA) | 1633 | [10 empty] | Perfluorooctanoic acid (PFOA) | Perfluorooctanoic acid (PFOA) |  | Perfluorooctanoic acid (PFOA) | 335671
| 335-67-1 | Soil | Perfluorooctanoic acid (PFOA) | 533 | [10 empty] | Perfluorooctanoic acid (PFOA) | Perfluorooctanoic acid (PFOA) |  | Perfluorooctanoic acid (PFOA) | 335671
| 335-67-1 | Water | Perfluorooctanoic acid (PFOA) | 533 | [10 empty] | Perfluorooctanoic acid (PFOA) | Perfluorooctanoic acid (PFOA) |  | Perfluorooctanoic acid (PFOA) | 335671
| 335-67-1 | Soil | Perfluorooctanoic acid (PFOA) | 537 mod | [10 empty] | Perfluorooctanoic acid (PFOA) | Perfluorooctanoic acid (PFOA) |  | Perfluorooctanoic acid (PFOA) | 335671
| 335-67-1 | Water | Perfluorooctanoic acid (PFOA) | 537 mod | [10 empty] | Perfluorooctanoic acid (PFOA) | Perfluorooctanoic acid (PFOA) |  | Perfluorooctanoic acid (PFOA) | 335671
| 335-67-1 | Soil | Perfluorooctanoic acid (PFOA) | 537.1 | [10 empty] | Perfluorooctanoic acid (PFOA) | Perfluorooctanoic Acid |  | Perfluorooctanoic acid (PFOA) | 335671
| 335-67-1 | Water | Perfluorooctanoic acid (PFOA) | 537.1 | [10 empty] | Perfluorooctanoic acid (PFOA) | Perfluorooctanoic Acid |  | Perfluorooctanoic acid (PFOA) | 335671
| 335-67-1 | Soil | Perfluorooctanoic acid (PFOA) | Draft 1633 | [10 empty] | Perfluorooctanoic acid (PFOA) | Perfluorooctanoic acid (PFOA) |  | Perfluorooctanoic acid (PFOA) | 335671
| 335-67-1 | Water | Perfluorooctanoic acid (PFOA) | Draft 1633 | [10 empty] | Perfluorooctanoic acid (PFOA) | Perfluorooctanoic acid (PFOA) |  | Perfluorooctanoic acid (PFOA) | 335671
| 335-67-1 | Soil | Perfluorooctanoic acid (PFOA) | PFAS by LCMSMS Compliant with QSM 5.4 Table B-15 | [10 empty] | Perfluorooctanoic acid (PFOA) | Perfluorooctanoic Acid |  | Perfluorooctanoic acid (PFOA) | 335671
| 335-67-1 | Water | Perfluorooctanoic acid (PFOA) | PFAS by LCMSMS Compliant with QSM 5.4 Table B-15 | [10 empty] | Perfluorooctanoic acid (PFOA) | Perfluorooctanoic Acid |  | Perfluorooctanoic acid (PFOA) | 335671
| 2706-91-4 | Soil | Perfluoropentanesulfonic acid (PFPeS) | 1633 | [10 empty] | PFAS 5C Sulfonic Acid |  |  | Perfluoropentane sulfonic acid (PFPeS) | 2706914
| 2706-91-4 | Water | Perfluoropentanesulfonic acid (PFPeS) | 1633 | [10 empty] | PFAS 5C Sulfonic Acid |  |  | Perfluoropentane sulfonic acid (PFPeS) | 2706914
| 2706-91-4 | Soil | Perfluoropentanesulfonic acid (PFPeS) | 533 | [10 empty] | PFAS 5C Sulfonic Acid | Perfluoropentanesulfonic acid (PFPeS) |  | Perfluoropentanesulfonic acid (PFPeS) | 2706914
| 2706-91-4 | Water | Perfluoropentanesulfonic acid (PFPeS) | 533 | [10 empty] | PFAS 5C Sulfonic Acid | Perfluoropentanesulfonic acid (PFPeS) |  | Perfluoropentanesulfonic acid (PFPeS) | 2706914
| 2706-91-4 | Soil | Perfluoropentanesulfonic acid (PFPeS) | 537 mod | [10 empty] | PFAS 5C Sulfonic Acid |  |  | Perfluoropentane sulfonic acid (PFPeS) | 2706914
| 2706-91-4 | Water | Perfluoropentanesulfonic acid (PFPeS) | 537 mod | [10 empty] | PFAS 5C Sulfonic Acid |  |  | Perfluoropentane sulfonic acid (PFPeS) | 2706914
| 2706-91-4 | Soil | Perfluoropentanesulfonic acid (PFPeS) | 537.1 | [10 empty] | PFAS 5C Sulfonic Acid |  |  | Perfluoropentane sulfonic acid (PFPeS) | 2706914
| 2706-91-4 | Water | Perfluoropentanesulfonic acid (PFPeS) | 537.1 | [10 empty] | PFAS 5C Sulfonic Acid |  |  | Perfluoropentane sulfonic acid (PFPeS) | 2706914
| 2706-91-4 | Soil | Perfluoropentanesulfonic acid (PFPeS) | Draft 1633 | [10 empty] | PFAS 5C Sulfonic Acid |  |  | Perfluoropentane sulfonic acid (PFPeS) | 2706914
| 2706-91-4 | Water | Perfluoropentanesulfonic acid (PFPeS) | Draft 1633 | [10 empty] | PFAS 5C Sulfonic Acid |  |  | Perfluoropentane sulfonic acid (PFPeS) | 2706914
| 2706-91-4 | Soil | Perfluoropentanesulfonic acid (PFPeS) | PFAS by LCMSMS Compliant with QSM 5.4 Table B-15 | [10 empty] | PFAS 5C Sulfonic Acid |  |  | Perfluoropentane sulfonic acid (PFPeS) | 2706914
| 2706-91-4 | Water | Perfluoropentanesulfonic acid (PFPeS) | PFAS by LCMSMS Compliant with QSM 5.4 Table B-15 | [10 empty] | PFAS 5C Sulfonic Acid |  |  | Perfluoropentane sulfonic acid (PFPeS) | 2706914
| 2706-90-3 | Soil | Perfluoropentanoic acid (PFPeA) | 1633 | [10 empty] | PFAS 5C Acid | Perfluoropentanoic acid (PFPeA) |  | Perfluoropentanoic acid (PFPeA) | 2706903
| 2706-90-3 | Water | Perfluoropentanoic acid (PFPeA) | 1633 | [10 empty] | PFAS 5C Acid | Perfluoropentanoic acid (PFPeA) |  | Perfluoropentanoic acid (PFPeA) | 2706903
| 2706-90-3 | Soil | Perfluoropentanoic acid (PFPeA) | 533 | [10 empty] | PFAS 5C Acid | Perfluoropentanoic acid (PFPeA) |  | Perfluoropentanoic acid (PFPeA) | 2706903
| 2706-90-3 | Water | Perfluoropentanoic acid (PFPeA) | 533 | [10 empty] | PFAS 5C Acid | Perfluoropentanoic acid (PFPeA) |  | Perfluoropentanoic acid (PFPeA) | 2706903
| 2706-90-3 | Soil | Perfluoropentanoic acid (PFPeA) | 537 mod | [10 empty] | PFAS 5C Acid |  |  | Perfluoropentanoic acid (PFPeA) | 2706903
| 2706-90-3 | Water | Perfluoropentanoic acid (PFPeA) | 537 mod | [10 empty] | PFAS 5C Acid |  |  | Perfluoropentanoic acid (PFPeA) | 2706903
| 2706-90-3 | Soil | Perfluoropentanoic acid (PFPeA) | 537.1 | [10 empty] | PFAS 5C Acid |  |  | Perfluoropentanoic acid (PFPeA) | 2706903
| 2706-90-3 | Water | Perfluoropentanoic acid (PFPeA) | 537.1 | [10 empty] | PFAS 5C Acid |  |  | Perfluoropentanoic acid (PFPeA) | 2706903
| 2706-90-3 | Soil | Perfluoropentanoic acid (PFPeA) | Draft 1633 | [10 empty] | PFAS 5C Acid | Perfluoropentanoic acid (PFPeA) |  | Perfluoropentanoic acid (PFPeA) | 2706903
| 2706-90-3 | Water | Perfluoropentanoic acid (PFPeA) | Draft 1633 | [10 empty] | PFAS 5C Acid | Perfluoropentanoic acid (PFPeA) |  | Perfluoropentanoic acid (PFPeA) | 2706903
| 2706-90-3 | Soil | Perfluoropentanoic acid (PFPeA) | PFAS by LCMSMS Compliant with QSM 5.4 Table B-15 | [10 empty] | PFAS 5C Acid |  |  | Perfluoropentanoic acid (PFPeA) | 2706903
| 2706-90-3 | Water | Perfluoropentanoic acid (PFPeA) | PFAS by LCMSMS Compliant with QSM 5.4 Table B-15 | [10 empty] | PFAS 5C Acid |  |  | Perfluoropentanoic acid (PFPeA) | 2706903
| 376-06-7 | Soil | Perfluorotetradecanoic acid (PFTeA) | 1633 | [10 empty] | PFAS 14C Acid |  |  | Perfluorotetradecanoic acid (PFTDA) | 376067
| 376-06-7 | Water | Perfluorotetradecanoic acid (PFTeA) | 1633 | [10 empty] | PFAS 14C Acid |  |  | Perfluorotetradecanoic acid (PFTDA) | 376067
| 376-06-7 | Soil | Perfluorotetradecanoic acid (PFTeA) | 537 mod | [10 empty] | PFAS 14C Acid |  |  | Perfluorotetradecanoic acid (PFTDA) | 376067
| 376-06-7 | Water | Perfluorotetradecanoic acid (PFTeA) | 537 mod | [10 empty] | PFAS 14C Acid |  |  | Perfluorotetradecanoic acid (PFTDA) | 376067
| 376-06-7 | Soil | Perfluorotetradecanoic acid (PFTeA) | 537.1 | [10 empty] | PFAS 14C Acid |  |  | Perfluorotetradecanoic acid (PFTDA) | 376067
| 376-06-7 | Water | Perfluorotetradecanoic acid (PFTeA) | 537.1 | [10 empty] | PFAS 14C Acid |  |  | Perfluorotetradecanoic acid (PFTDA) | 376067
| 376-06-7 | Soil | Perfluorotetradecanoic acid (PFTeA) | Draft 1633 | [10 empty] | PFAS 14C Acid |  |  | Perfluorotetradecanoic acid (PFTDA) | 376067
| 376-06-7 | Water | Perfluorotetradecanoic acid (PFTeA) | Draft 1633 | [10 empty] | PFAS 14C Acid |  |  | Perfluorotetradecanoic acid (PFTDA) | 376067
| 376-06-7 | Soil | Perfluorotetradecanoic acid (PFTeA) | PFAS by LCMSMS Compliant with QSM 5.4 Table B-15 | [10 empty] | PFAS 14C Acid |  |  | Perfluorotetradecanoic acid (PFTDA) | 376067
| 376-06-7 | Water | Perfluorotetradecanoic acid (PFTeA) | PFAS by LCMSMS Compliant with QSM 5.4 Table B-15 | [10 empty] | PFAS 14C Acid |  |  | Perfluorotetradecanoic acid (PFTDA) | 376067
| 72629-94-8 | Soil | Perfluorotridecanoic acid (PFTrDA) | 1633 | [10 empty] | PFAS 14C Acid |  |  | Perfluorotridecanoic acid (PFTrDA) | 72629948
| 72629-94-8 | Water | Perfluorotridecanoic acid (PFTrDA) | 1633 | [10 empty] | PFAS 14C Acid |  |  | Perfluorotridecanoic acid (PFTrDA) | 72629948
| 72629-94-8 | Soil | Perfluorotridecanoic acid (PFTrDA) | 537 mod | [10 empty] | PFAS 14C Acid |  |  | Perfluorotridecanoic acid (PFTrDA) | 72629948
| 72629-94-8 | Water | Perfluorotridecanoic acid (PFTrDA) | 537 mod | [10 empty] | PFAS 14C Acid |  |  | Perfluorotridecanoic acid (PFTrDA) | 72629948
| 72629-94-8 | Soil | Perfluorotridecanoic acid (PFTrDA) | 537.1 | [10 empty] | PFAS 14C Acid |  |  | Perfluorotridecanoic acid (PFTrDA) | 72629948
| 72629-94-8 | Water | Perfluorotridecanoic acid (PFTrDA) | 537.1 | [10 empty] | PFAS 14C Acid |  |  | Perfluorotridecanoic acid (PFTrDA) | 72629948
| 72629-94-8 | Soil | Perfluorotridecanoic acid (PFTrDA) | Draft 1633 | [10 empty] | PFAS 14C Acid |  |  | Perfluorotridecanoic acid (PFTrDA) | 72629948
| 72629-94-8 | Water | Perfluorotridecanoic acid (PFTrDA) | Draft 1633 | [10 empty] | PFAS 14C Acid |  |  | Perfluorotridecanoic acid (PFTrDA) | 72629948
| 72629-94-8 | Soil | Perfluorotridecanoic acid (PFTrDA) | PFAS by LCMSMS Compliant with QSM 5.4 Table B-15 | [10 empty] | PFAS 14C Acid |  |  | Perfluorotridecanoic acid (PFTrDA) | 72629948
| 72629-94-8 | Water | Perfluorotridecanoic acid (PFTrDA) | PFAS by LCMSMS Compliant with QSM 5.4 Table B-15 | [10 empty] | PFAS 14C Acid |  |  | Perfluorotridecanoic acid (PFTrDA) | 72629948
| 2058-94-8 | Soil | Perfluoroundecanoic acid (PFUnA) | 1633 | [10 empty] | PFAS 11C Acid |  |  | Perfluoroundecanoic acid (PFUDA) | 2058948
| 2058-94-8 | Water | Perfluoroundecanoic acid (PFUnA) | 1633 | [10 empty] | PFAS 11C Acid |  |  | Perfluoroundecanoic acid (PFUDA) | 2058948
| 2058-94-8 | Soil | Perfluoroundecanoic acid (PFUnA) | 533 | [10 empty] | PFAS 11C Acid | Perfluoroundecanoic acid (PFUnA) |  | Perfluoroundecanoic acid (PFUnA) | 2058948
| 2058-94-8 | Water | Perfluoroundecanoic acid (PFUnA) | 533 | [10 empty] | PFAS 11C Acid | Perfluoroundecanoic acid (PFUnA) |  | Perfluoroundecanoic acid (PFUnA) | 2058948
| 2058-94-8 | Soil | Perfluoroundecanoic acid (PFUnA) | 537 mod | [10 empty] | PFAS 11C Acid | Perfluoroundecanoic acid (PFUnA) |  | Perfluoroundecanoic acid (PFUnA) | 2058948
| 2058-94-8 | Water | Perfluoroundecanoic acid (PFUnA) | 537 mod | [10 empty] | PFAS 11C Acid | Perfluoroundecanoic acid (PFUnA) |  | Perfluoroundecanoic acid (PFUnA) | 2058948
| 2058-94-8 | Soil | Perfluoroundecanoic acid (PFUnA) | 537.1 | [10 empty] | PFAS 11C Acid |  |  | Perfluoroundecanoic acid (PFUDA) | 2058948
| 2058-94-8 | Water | Perfluoroundecanoic acid (PFUnA) | 537.1 | [10 empty] | PFAS 11C Acid |  |  | Perfluoroundecanoic acid (PFUDA) | 2058948
| 2058-94-8 | Soil | Perfluoroundecanoic acid (PFUnA) | Draft 1633 | [10 empty] | PFAS 11C Acid |  |  | Perfluoroundecanoic acid (PFUDA) | 2058948
| 2058-94-8 | Water | Perfluoroundecanoic acid (PFUnA) | Draft 1633 | [10 empty] | PFAS 11C Acid |  |  | Perfluoroundecanoic acid (PFUDA) | 2058948
| 2058-94-8 | Soil | Perfluoroundecanoic acid (PFUnA) | PFAS by LCMSMS Compliant with QSM 5.4 Table B-15 | [10 empty] | PFAS 11C Acid |  |  | Perfluoroundecanoic acid (PFUDA) | 2058948
| 2058-94-8 | Water | Perfluoroundecanoic acid (PFUnA) | PFAS by LCMSMS Compliant with QSM 5.4 Table B-15 | [10 empty] | PFAS 11C Acid |  |  | Perfluoroundecanoic acid (PFUDA) | 2058948
| 85-01-8 | Soil | Phenanthrene | 625.1 | [10 empty] | Phenanthrene | Phenanthrene | 6615 Phenanthrene | Phenanthrene | 85018
| 85-01-8 | Water | Phenanthrene | 625.1 | [10 empty] | Phenanthrene | Phenanthrene | 6615 Phenanthrene | Phenanthrene | 85018
| 85-01-8 | Soil | Phenanthrene | 8310 | [10 empty] | Phenanthrene | Phenanthrene | 6615 Phenanthrene | Phenanthrene | 85018
| 85-01-8 | Water | Phenanthrene | 8310 | [10 empty] | Phenanthrene | Phenanthrene | 6615 Phenanthrene | Phenanthrene | 85018
| 85-01-8 | Soil | Phenanthrene | 610 | [10 empty] | Phenanthrene | Phenanthrene | 6615 Phenanthrene | Phenanthrene | 85018
| 85-01-8 | Water | Phenanthrene | 610 | [10 empty] | Phenanthrene | Phenanthrene | 6615 Phenanthrene | Phenanthrene | 85018
| 85-01-8 | Soil | Phenanthrene | 625 | [10 empty] | Phenanthrene | Phenanthrene | 6615 Phenanthrene | Phenanthrene | 85018
| 85-01-8 | Water | Phenanthrene | 625 | [10 empty] | Phenanthrene | Phenanthrene | 6615 Phenanthrene | Phenanthrene | 85018
| 85-01-8 | Soil | Phenanthrene | 8270D | [10 empty] | Phenanthrene | Phenanthrene | 6615 Phenanthrene | Phenanthrene | 85018
| 85-01-8 | Water | Phenanthrene | 8270D | [10 empty] | Phenanthrene | Phenanthrene | 6615 Phenanthrene | Phenanthrene | 85018
| 85-01-8 | Soil | Phenanthrene | 8270D-SIM | [10 empty] | Phenanthrene | Phenanthrene | 6615 Phenanthrene | Phenanthrene | 85018
| 85-01-8 | Water | Phenanthrene | 8270D-SIM | [10 empty] | Phenanthrene | Phenanthrene | 6615 Phenanthrene | Phenanthrene | 85018
| 85-01-8 | Soil | Phenanthrene | 8270E | [10 empty] | Phenanthrene | Phenanthrene | 6615 Phenanthrene | Phenanthrene | 85018
| 85-01-8 | Water | Phenanthrene | 8270E | [10 empty] | Phenanthrene | Phenanthrene | 6615 Phenanthrene | Phenanthrene | 85018
| 85-01-8 | Soil | Phenanthrene | 8270E-SIM | [10 empty] | Phenanthrene | Phenanthrene | 6615 Phenanthrene | Phenanthrene | 85018
| 85-01-8 | Water | Phenanthrene | 8270E-SIM | [10 empty] | Phenanthrene | Phenanthrene | 6615 Phenanthrene | Phenanthrene | 85018
| 85-01-8 | Air | Phenanthrene | TO-13A | [10 empty] | Phenanthrene | Phenanthrene | 6615 Phenanthrene | Phenanthrene | 85018
| 85-01-8 | Air | Phenanthrene | TO-13A SIM | [10 empty] | Phenanthrene | Phenanthrene | 6615 Phenanthrene | Phenanthrene | 85018
| 108-95-2 | Soil | Phenol | 625.1 | [10 empty] | Phenol | Phenol | 6625 Phenol | Phenol | 108952
| 108-95-2 | Water | Phenol | 625.1 | [10 empty] | Phenol | Phenol | 6625 Phenol | Phenol | 108952
| 108-95-2 | Soil | Phenol | 625 | [10 empty] | Phenol | Phenol | 6625 Phenol | Phenol | 108952
| 108-95-2 | Water | Phenol | 625 | [10 empty] | Phenol | Phenol | 6625 Phenol | Phenol | 108952
| 108-95-2 | Soil | Phenol | 8270D | [10 empty] | Phenol | Phenol | 6625 Phenol | Phenol | 108952
| 108-95-2 | Water | Phenol | 8270D | [10 empty] | Phenol | Phenol | 6625 Phenol | Phenol | 108952
| 108-95-2 | Soil | Phenol | 8270D-SIM | [10 empty] | Phenol | Phenol | 6625 Phenol | Phenol | 108952
| 108-95-2 | Water | Phenol | 8270D-SIM | [10 empty] | Phenol | Phenol | 6625 Phenol | Phenol | 108952
| 108-95-2 | Soil | Phenol | 8270E | [10 empty] | Phenol | Phenol | 6625 Phenol | Phenol | 108952
| 108-95-2 | Water | Phenol | 8270E | [10 empty] | Phenol | Phenol | 6625 Phenol | Phenol | 108952
| 108-95-2 | Soil | Phenol | 8270E-SIM | [10 empty] | Phenol | Phenol | 6625 Phenol | Phenol | 108952
| 108-95-2 | Water | Phenol | 8270E-SIM | [10 empty] | Phenol | Phenol | 6625 Phenol | Phenol | 108952
| 108-95-2 | Air | Phenol | TO-15 | [10 empty] | Phenol | Phenol | 6625 Phenol | Phenol | 108952
| 108-95-2 | Air | Phenol | TO-15 SIM | [10 empty] | Phenol | Phenol | 6625 Phenol | Phenol | 108952
| 7723-14-0 | Soil | Phosphorus, White | 365.1 | [10 empty] | Phosphorus, White |  | 1910 Phosphorus, total |  | 7723140
| 7723-14-0 | Water | Phosphorus, White | 365.1 | [10 empty] | Phosphorus, White |  | 1910 Phosphorus, total |  | 7723140
| 103-65-1 | Soil | Propyl benzene | 524.2 | [10 empty] | Propyl benzene | n-propylbenzene | 5090 n-Propylbenzene | n-Propylbenzene | 103651
| 103-65-1 | Water | Propyl benzene | 524.2 | [10 empty] | Propyl benzene | n-propylbenzene | 5090 n-Propylbenzene | n-Propylbenzene | 103651
| 103-65-1 | Soil | Propyl benzene | 624.1 | [10 empty] | Propyl benzene | n-propylbenzene | 5090 n-Propylbenzene | n-Propylbenzene | 103651
| 103-65-1 | Water | Propyl benzene | 624.1 | [10 empty] | Propyl benzene | n-propylbenzene | 5090 n-Propylbenzene | n-Propylbenzene | 103651
| 103-65-1 | Soil | Propyl benzene | 624 | [10 empty] | Propyl benzene | n-propylbenzene | 5090 n-Propylbenzene | n-Propylbenzene | 103651
| 103-65-1 | Water | Propyl benzene | 624 | [10 empty] | Propyl benzene | n-propylbenzene | 5090 n-Propylbenzene | n-Propylbenzene | 103651
| 103-65-1 | Soil | Propyl benzene | 8260C | [10 empty] | Propyl benzene | n-propylbenzene | 5090 n-Propylbenzene | n-Propylbenzene | 103651
| 103-65-1 | Water | Propyl benzene | 8260C | [10 empty] | Propyl benzene | n-propylbenzene | 5090 n-Propylbenzene | n-Propylbenzene | 103651
| 103-65-1 | Soil | Propyl benzene | 8260D | [10 empty] | Propyl benzene | n-propylbenzene | 5090 n-Propylbenzene | n-Propylbenzene | 103651
| 103-65-1 | Water | Propyl benzene | 8260D | [10 empty] | Propyl benzene | n-propylbenzene | 5090 n-Propylbenzene | n-Propylbenzene | 103651
| 103-65-1 | Air | Propyl benzene | TO-15 | [10 empty] | Propyl benzene | n-propylbenzene | 5090 n-Propylbenzene | n-Propylbenzene | 103651
| 129-00-0 | Soil | Pyrene | 610 | [10 empty] | Pyrene | Pyrene | 6665 Pyrene | Pyrene | 129000
| 129-00-0 | Water | Pyrene | 610 | [10 empty] | Pyrene | Pyrene | 6665 Pyrene | Pyrene | 129000
| 129-00-0 | Soil | Pyrene | 625.1 | [10 empty] | Pyrene | Pyrene | 6665 Pyrene | Pyrene | 129000
| 129-00-0 | Water | Pyrene | 625.1 | [10 empty] | Pyrene | Pyrene | 6665 Pyrene | Pyrene | 129000
| 129-00-0 | Soil | Pyrene | 8310 | [10 empty] | Pyrene | Pyrene | 6665 Pyrene | Pyrene | 129000
| 129-00-0 | Water | Pyrene | 8310 | [10 empty] | Pyrene | Pyrene | 6665 Pyrene | Pyrene | 129000
| 129-00-0 | Soil | Pyrene | 625 | [10 empty] | Pyrene | Pyrene | 6665 Pyrene | Pyrene | 129000
| 129-00-0 | Water | Pyrene | 625 | [10 empty] | Pyrene | Pyrene | 6665 Pyrene | Pyrene | 129000
| 129-00-0 | Soil | Pyrene | 8270D | [10 empty] | Pyrene | Pyrene | 6665 Pyrene | Pyrene | 129000
| 129-00-0 | Water | Pyrene | 8270D | [10 empty] | Pyrene | Pyrene | 6665 Pyrene | Pyrene | 129000
| 129-00-0 | Soil | Pyrene | 8270D-SIM | [10 empty] | Pyrene | Pyrene | 6665 Pyrene | Pyrene | 129000
| 129-00-0 | Water | Pyrene | 8270D-SIM | [10 empty] | Pyrene | Pyrene | 6665 Pyrene | Pyrene | 129000
| 129-00-0 | Soil | Pyrene | 8270E | [10 empty] | Pyrene | Pyrene | 6665 Pyrene | Pyrene | 129000
| 129-00-0 | Water | Pyrene | 8270E | [10 empty] | Pyrene | Pyrene | 6665 Pyrene | Pyrene | 129000
| 129-00-0 | Soil | Pyrene | 8270E-SIM | [10 empty] | Pyrene | Pyrene | 6665 Pyrene | Pyrene | 129000
| 129-00-0 | Water | Pyrene | 8270E-SIM | [10 empty] | Pyrene | Pyrene | 6665 Pyrene | Pyrene | 129000
| 129-00-0 | Air | Pyrene | TO-13A | [10 empty] | Pyrene | Pyrene | 6665 Pyrene | Pyrene | 129000
| 129-00-0 | Air | Pyrene | TO-13A SIM | [10 empty] | Pyrene | Pyrene | 6665 Pyrene | Pyrene | 129000
| N/A | Soil | Residual Range Organics (C25 – C36) | AK 103 | [10 empty] | Residual Range Organics (C25 – C36) | Residual range organics (RRO) |  |  | N/A
| N/A | Water | Residual Range Organics (C25 – C36) | AK 103 | [10 empty] | Residual Range Organics (C25 – C36) | Residual range organics (RRO) |  |  | N/A
| 7782-49-2 | Water | Selenium | 200.7 | [10 empty] | Selenium | Selenium | 1140 Selenium | Selenium | 7782492
| 7782-49-2 | Water | Selenium | 200.8 | [10 empty] | Selenium | Selenium | 1140 Selenium | Selenium | 7782492
| 7782-49-2 | Soil | Selenium | 6010B | [10 empty] | Selenium | Selenium | 1140 Selenium | Selenium | 7782492
| 7782-49-2 | Water | Selenium | 6010B | [10 empty] | Selenium | Selenium | 1140 Selenium | Selenium | 7782492
| 7782-49-2 | Soil | Selenium | 6010C | [10 empty] | Selenium | Selenium | 1140 Selenium | Selenium | 7782492
| 7782-49-2 | Water | Selenium | 6010C | [10 empty] | Selenium | Selenium | 1140 Selenium | Selenium | 7782492
| 7782-49-2 | Soil | Selenium | 6010D | [10 empty] | Selenium | Selenium | 1140 Selenium | Selenium | 7782492
| 7782-49-2 | Water | Selenium | 6010D | [10 empty] | Selenium | Selenium | 1140 Selenium | Selenium | 7782492
| 7782-49-2 | Soil | Selenium | 6020 | [10 empty] | Selenium | Selenium | 1140 Selenium | Selenium | 7782492
| 7782-49-2 | Water | Selenium | 6020 | [10 empty] | Selenium | Selenium | 1140 Selenium | Selenium | 7782492
| 7782-49-2 | Soil | Selenium | 6020A | [10 empty] | Selenium | Selenium | 1140 Selenium | Selenium | 7782492
| 7782-49-2 | Water | Selenium | 6020A | [10 empty] | Selenium | Selenium | 1140 Selenium | Selenium | 7782492
| 7782-49-2 | Soil | Selenium | 6020B | [10 empty] | Selenium | Selenium | 1140 Selenium | Selenium | 7782492
| 7782-49-2 | Water | Selenium | 6020B | [10 empty] | Selenium | Selenium | 1140 Selenium | Selenium | 7782492
| 7440-22-4 | Soil | Silver | 200.7 | [10 empty] | Silver | Silver | 1150 Silver | Silver | 7440224
| 7440-22-4 | Water | Silver | 200.7 | [10 empty] | Silver | Silver | 1150 Silver | Silver | 7440224
| 7440-22-4 | Soil | Silver | 200.8 | [10 empty] | Silver | Silver | 1150 Silver | Silver | 7440224
| 7440-22-4 | Water | Silver | 200.8 | [10 empty] | Silver | Silver | 1150 Silver | Silver | 7440224
| 7440-22-4 | Soil | Silver | 6010B | [10 empty] | Silver | Silver | 1150 Silver | Silver | 7440224
| 7440-22-4 | Water | Silver | 6010B | [10 empty] | Silver | Silver | 1150 Silver | Silver | 7440224
| 7440-22-4 | Soil | Silver | 6010C | [10 empty] | Silver | Silver | 1150 Silver | Silver | 7440224
| 7440-22-4 | Water | Silver | 6010C | [10 empty] | Silver | Silver | 1150 Silver | Silver | 7440224
| 7440-22-4 | Soil | Silver | 6010D | [10 empty] | Silver | Silver | 1150 Silver | Silver | 7440224
| 7440-22-4 | Water | Silver | 6010D | [10 empty] | Silver | Silver | 1150 Silver | Silver | 7440224
| 7440-22-4 | Soil | Silver | 6020 | [10 empty] | Silver | Silver | 1150 Silver | Silver | 7440224
| 7440-22-4 | Water | Silver | 6020 | [10 empty] | Silver | Silver | 1150 Silver | Silver | 7440224
| 7440-22-4 | Soil | Silver | 6020A | [10 empty] | Silver | Silver | 1150 Silver | Silver | 7440224
| 7440-22-4 | Water | Silver | 6020A | [10 empty] | Silver | Silver | 1150 Silver | Silver | 7440224
| 7440-22-4 | Soil | Silver | 6020B | [10 empty] | Silver | Silver | 1150 Silver | Silver | 7440224
| 7440-22-4 | Water | Silver | 6020B | [10 empty] | Silver | Silver | 1150 Silver | Silver | 7440224
| 2706-89-0 | Soil | Sodium perfluoro-1-pentanesulfonate (PFPeS) | 1633 | [10 empty] | Sodium perfluoro-1-pentanesulfonate (PFPeS) | Sodium perfluoro-1-pentanesulfonate (PFPeS)
| 2706-89-0 | Water | Sodium perfluoro-1-pentanesulfonate (PFPeS) | 1633 | [10 empty] | Sodium perfluoro-1-pentanesulfonate (PFPeS) | Sodium perfluoro-1-pentanesulfonate (PFPeS)
| 2706-89-0 | Soil | Sodium perfluoro-1-pentanesulfonate (PFPeS) | Draft 1633 | [10 empty] | Sodium perfluoro-1-pentanesulfonate (PFPeS) | Sodium perfluoro-1-pentanesulfonate (PFPeS)
| 2706-89-0 | Water | Sodium perfluoro-1-pentanesulfonate (PFPeS) | Draft 1633 | [10 empty] | Sodium perfluoro-1-pentanesulfonate (PFPeS) | Sodium perfluoro-1-pentanesulfonate (PFPeS)
| 2706-89-0 | Soil | Sodium perfluoro-1-pentanesulfonate (PFPeS) | PFAS by LCMSMS Compliant with QSM 5.4 Table B-15 | [10 empty] | Sodium perfluoro-1-pentanesulfonate (PFPeS) | Sodium perfluoro-1-pentanesulfonate (PFPeS)
| 2706-89-0 | Water | Sodium perfluoro-1-pentanesulfonate (PFPeS) | PFAS by LCMSMS Compliant with QSM 5.4 Table B-15 | [10 empty] | Sodium perfluoro-1-pentanesulfonate (PFPeS) | Sodium perfluoro-1-pentanesulfonate (PFPeS)
| 7440-24-6 | Soil | Strontium | 200.7 | [10 empty] | Strontium | Strontium |  | Strontium | 7440246
| 7440-24-6 | Water | Strontium | 200.7 | [10 empty] | Strontium | Strontium |  | Strontium | 7440246
| 7440-24-6 | Soil | Strontium | 200.8 | [10 empty] | Strontium | Strontium |  | Strontium | 7440246
| 7440-24-6 | Water | Strontium | 200.8 | [10 empty] | Strontium | Strontium |  | Strontium | 7440246
| 7440-24-6 | Soil | Strontium | 6010B | [10 empty] | Strontium | Strontium |  | Strontium | 7440246
| 7440-24-6 | Water | Strontium | 6010B | [10 empty] | Strontium | Strontium |  | Strontium | 7440246
| 7440-24-6 | Soil | Strontium | 6010C | [10 empty] | Strontium | Strontium |  | Strontium | 7440246
| 7440-24-6 | Water | Strontium | 6010C | [10 empty] | Strontium | Strontium |  | Strontium | 7440246
| 7440-24-6 | Soil | Strontium | 6010D | [10 empty] | Strontium | Strontium |  | Strontium | 7440246
| 7440-24-6 | Water | Strontium | 6010D | [10 empty] | Strontium | Strontium |  | Strontium | 7440246
| 7440-24-6 | Soil | Strontium | 6020 | [10 empty] | Strontium | Strontium |  | Strontium | 7440246
| 7440-24-6 | Water | Strontium | 6020 | [10 empty] | Strontium | Strontium |  | Strontium | 7440246
| 7440-24-6 | Soil | Strontium | 6020A | [10 empty] | Strontium | Strontium |  | Strontium | 7440246
| 7440-24-6 | Water | Strontium | 6020A | [10 empty] | Strontium | Strontium |  | Strontium | 7440246
| 7440-24-6 | Soil | Strontium | 6020B | [10 empty] | Strontium | Strontium |  | Strontium | 7440246
| 7440-24-6 | Water | Strontium | 6020B | [10 empty] | Strontium | Strontium |  | Strontium | 7440246
| 100-42-5 | Soil | Styrene | 524.2 | [10 empty] | Styrene | Styrene |  | Styrene | 100425
| 100-42-5 | Water | Styrene | 524.2 | [10 empty] | Styrene | Styrene |  | Styrene | 100425
| 100-42-5 | Soil | Styrene | 624 | [10 empty] | Styrene | Styrene |  | Styrene | 100425
| 100-42-5 | Water | Styrene | 624 | [10 empty] | Styrene | Styrene |  | Styrene | 100425
| 100-42-5 | Soil | Styrene | 624.1 | [10 empty] | Styrene | Styrene |  | Styrene | 100425
| 100-42-5 | Water | Styrene | 624.1 | [10 empty] | Styrene | Styrene |  | Styrene | 100425
| 100-42-5 | Soil | Styrene | 8260C | [10 empty] | Styrene | Styrene |  | Styrene | 100425
| 100-42-5 | Water | Styrene | 8260C | [10 empty] | Styrene | Styrene |  | Styrene | 100425
| 100-42-5 | Soil | Styrene | 8260D | [10 empty] | Styrene | Styrene |  | Styrene | 100425
| 100-42-5 | Water | Styrene | 8260D | [10 empty] | Styrene | Styrene |  | Styrene | 100425
| 100-42-5 | Air | Styrene | TO-14A | [10 empty] | Styrene | Styrene |  | Styrene | 100425
| 100-42-5 | Air | Styrene | TO-15 | [10 empty] | Styrene | Styrene |  | Styrene | 100425
| 100-42-5 | Air | Styrene | TO-15 SIM | [10 empty] | Styrene | Styrene |  | Styrene | 100425
| 100-42-5 | Air | Styrene | TO-17 | [10 empty] | Styrene | Styrene |  | Styrene | 100425
| 1746-01-6 | Soil | TCDD, 2,3,7,8- | 1613B | [10 empty] | 2,3,7,8-TCDD |  | 9618 2,3,7,8-Tetrachlorodibenzo- p-dioxin (2,3,7,8-TCDD) |  | 1746016
| 1746-01-6 | Water | TCDD, 2,3,7,8- | 1613B | [10 empty] | 2,3,7,8-TCDD |  | 9618 2,3,7,8-Tetrachlorodibenzo- p-dioxin (2,3,7,8-TCDD) |  | 1746016
| 1746-01-6 | Soil | TCDD, 2,3,7,8- | 8280A | [10 empty] | 2,3,7,8-TCDD |  | 9618 2,3,7,8-Tetrachlorodibenzo- p-dioxin (2,3,7,8-TCDD) |  | 1746016
| 1746-01-6 | Water | TCDD, 2,3,7,8- | 8280A | [10 empty] | 2,3,7,8-TCDD |  | 9618 2,3,7,8-Tetrachlorodibenzo- p-dioxin (2,3,7,8-TCDD) |  | 1746016
| 1746-01-6 | Soil | TCDD, 2,3,7,8- | 8280B | [10 empty] | 2,3,7,8-TCDD |  | 9618 2,3,7,8-Tetrachlorodibenzo- p-dioxin (2,3,7,8-TCDD) |  | 1746016
| 1746-01-6 | Water | TCDD, 2,3,7,8- | 8280B | [10 empty] | 2,3,7,8-TCDD |  | 9618 2,3,7,8-Tetrachlorodibenzo- p-dioxin (2,3,7,8-TCDD) |  | 1746016
| 1746-01-6 | Soil | TCDD, 2,3,7,8- | 8290 | [10 empty] | 2,3,7,8-TCDD | 2,3,7,8-TCDD | 9618 2,3,7,8-Tetrachlorodibenzo- p-dioxin (2,3,7,8-TCDD) | 2,3,7,8-TCDD | 1746016
| 1746-01-6 | Water | TCDD, 2,3,7,8- | 8290 | [10 empty] | 2,3,7,8-TCDD | 2,3,7,8-TCDD | 9618 2,3,7,8-Tetrachlorodibenzo- p-dioxin (2,3,7,8-TCDD) | 2,3,7,8-TCDD | 1746016
| 1746-01-6 | Soil | TCDD, 2,3,7,8- | 8290A | [10 empty] | 2,3,7,8-TCDD |  | 9618 2,3,7,8-Tetrachlorodibenzo- p-dioxin (2,3,7,8-TCDD) |  | 1746016
| 1746-01-6 | Water | TCDD, 2,3,7,8- | 8290A | [10 empty] | 2,3,7,8-TCDD |  | 9618 2,3,7,8-Tetrachlorodibenzo- p-dioxin (2,3,7,8-TCDD) |  | 1746016
| 1746-01-6 | Air | TCDD, 2,3,7,8- | TO-9A | [10 empty] | 2,3,7,8-TCDD |  | 9618 2,3,7,8-Tetrachlorodibenzo- p-dioxin (2,3,7,8-TCDD) |  | 1746016
| 41903-57-5 | Soil | TCDD, Total | 8290 | [10 empty] | Total TCDD |  | 9609 TCDD, total |  | 41903575
| 41903-57-5 | Water | TCDD, Total | 8290 | [10 empty] | Total TCDD |  | 9609 TCDD, total |  | 41903575
| 41903-57-5 | Soil | TCDD, Total | 1613B | [10 empty] | Total TCDD |  | 9609 TCDD, total |  | 41903575
| 41903-57-5 | Water | TCDD, Total | 1613B | [10 empty] | Total TCDD |  | 9609 TCDD, total |  | 41903575
| 41903-57-5 | Soil | TCDD, Total | 8280A | [10 empty] | Total TCDD |  | 9609 TCDD, total |  | 41903575
| 41903-57-5 | Water | TCDD, Total | 8280A | [10 empty] | Total TCDD |  | 9609 TCDD, total |  | 41903575
| 41903-57-5 | Soil | TCDD, Total | 8280B | [10 empty] | Total TCDD |  | 9609 TCDD, total |  | 41903575
| 41903-57-5 | Water | TCDD, Total | 8280B | [10 empty] | Total TCDD |  | 9609 TCDD, total |  | 41903575
| 41903-57-5 | Soil | TCDD, Total | 8290A | [10 empty] | Total TCDD |  | 9609 TCDD, total |  | 41903575
| 41903-57-5 | Water | TCDD, Total | 8290A | [10 empty] | Total TCDD |  | 9609 TCDD, total |  | 41903575
| 41903-57-5 | Air | TCDD, Total | TO-9A | [10 empty] | Total TCDD |  | 9609 TCDD, total |  | 41903575
| 51207-31-9 | Soil | TCDF, 2,3,7,8- | 8290 | [10 empty] | 2,3,7,8-TCDF |  | 9612 2,3,7,8-Tetrachlorodibenzofuran |  | 51207319
| 51207-31-9 | Water | TCDF, 2,3,7,8- | 8290 | [10 empty] | 2,3,7,8-TCDF |  | 9612 2,3,7,8-Tetrachlorodibenzofuran |  | 51207319
| 51207-31-9 | Soil | TCDF, 2,3,7,8- | 1613B | [10 empty] | 2,3,7,8-TCDF |  | 9612 2,3,7,8-Tetrachlorodibenzofuran |  | 51207319
| 51207-31-9 | Water | TCDF, 2,3,7,8- | 1613B | [10 empty] | 2,3,7,8-TCDF |  | 9612 2,3,7,8-Tetrachlorodibenzofuran |  | 51207319
| 51207-31-9 | Soil | TCDF, 2,3,7,8- | 8280A | [10 empty] | 2,3,7,8-TCDF |  | 9612 2,3,7,8-Tetrachlorodibenzofuran |  | 51207319
| 51207-31-9 | Water | TCDF, 2,3,7,8- | 8280A | [10 empty] | 2,3,7,8-TCDF |  | 9612 2,3,7,8-Tetrachlorodibenzofuran |  | 51207319
| 51207-31-9 | Soil | TCDF, 2,3,7,8- | 8280B | [10 empty] | 2,3,7,8-TCDF |  | 9612 2,3,7,8-Tetrachlorodibenzofuran |  | 51207319
| 51207-31-9 | Water | TCDF, 2,3,7,8- | 8280B | [10 empty] | 2,3,7,8-TCDF |  | 9612 2,3,7,8-Tetrachlorodibenzofuran |  | 51207319
| 51207-31-9 | Soil | TCDF, 2,3,7,8- | 8290A | [10 empty] | 2,3,7,8-TCDF |  | 9612 2,3,7,8-Tetrachlorodibenzofuran |  | 51207319
| 51207-31-9 | Water | TCDF, 2,3,7,8- | 8290A | [10 empty] | 2,3,7,8-TCDF |  | 9612 2,3,7,8-Tetrachlorodibenzofuran |  | 51207319
| 51207-31-9 | Air | TCDF, 2,3,7,8- | TO-9A | [10 empty] | 2,3,7,8-TCDF |  | 9612 2,3,7,8-Tetrachlorodibenzofuran |  | 51207319
| 55722-27-5 | Soil | TCDF, Total | 8290 | [10 empty] | Total TCDF |  | 9615 TCDF, total |  | 55722275
| 55722-27-5 | Water | TCDF, Total | 8290 | [10 empty] | Total TCDF |  | 9615 TCDF, total |  | 55722275
| 55722-27-5 | Soil | TCDF, Total | 1613B | [10 empty] | Total TCDF |  | 9615 TCDF, total |  | 55722275
| 55722-27-5 | Water | TCDF, Total | 1613B | [10 empty] | Total TCDF |  | 9615 TCDF, total |  | 55722275
| 55722-27-5 | Soil | TCDF, Total | 8290A | [10 empty] | Total TCDF |  | 9615 TCDF, total |  | 55722275
| 55722-27-5 | Water | TCDF, Total | 8290A | [10 empty] | Total TCDF |  | 9615 TCDF, total |  | 55722275
| 55722-27-5 | Air | TCDF, Total | TO-9A | [10 empty] | Total TCDF |  | 9615 TCDF, total |  | 55722275
| 630-20-6 | Soil | Tetrachloroethane, 1,1,1,2- | 524.2 | [10 empty] | 1,1,1,2-Tetrachloroethane | 1,1,1,2-Tetrachloroethane |  | 1,1,1,2-Tetrachloroethane | 630206
| 630-20-6 | Water | Tetrachloroethane, 1,1,1,2- | 524.2 | [10 empty] | 1,1,1,2-Tetrachloroethane | 1,1,1,2-Tetrachloroethane |  | 1,1,1,2-Tetrachloroethane | 630206
| 630-20-6 | Soil | Tetrachloroethane, 1,1,1,2- | 624 | [10 empty] | 1,1,1,2-Tetrachloroethane | 1,1,1,2-Tetrachloroethane |  | 1,1,1,2-Tetrachloroethane | 630206
| 630-20-6 | Water | Tetrachloroethane, 1,1,1,2- | 624 | [10 empty] | 1,1,1,2-Tetrachloroethane | 1,1,1,2-Tetrachloroethane |  | 1,1,1,2-Tetrachloroethane | 630206
| 630-20-6 | Soil | Tetrachloroethane, 1,1,1,2- | 624.1 | [10 empty] | 1,1,1,2-Tetrachloroethane | 1,1,1,2-Tetrachloroethane |  | 1,1,1,2-Tetrachloroethane | 630206
| 630-20-6 | Water | Tetrachloroethane, 1,1,1,2- | 624.1 | [10 empty] | 1,1,1,2-Tetrachloroethane | 1,1,1,2-Tetrachloroethane |  | 1,1,1,2-Tetrachloroethane | 630206
| 630-20-6 | Soil | Tetrachloroethane, 1,1,1,2- | 8260C | [10 empty] | 1,1,1,2-Tetrachloroethane | 1,1,1,2-Tetrachloroethane |  | 1,1,1,2-Tetrachloroethane | 630206
| 630-20-6 | Water | Tetrachloroethane, 1,1,1,2- | 8260C | [10 empty] | 1,1,1,2-Tetrachloroethane | 1,1,1,2-Tetrachloroethane |  | 1,1,1,2-Tetrachloroethane | 630206
| 630-20-6 | Soil | Tetrachloroethane, 1,1,1,2- | 8260C-SIM | [10 empty] | 1,1,1,2-Tetrachloroethane | 1,1,1,2-Tetrachloroethane |  | 1,1,1,2-Tetrachloroethane | 630206
| 630-20-6 | Water | Tetrachloroethane, 1,1,1,2- | 8260C-SIM | [10 empty] | 1,1,1,2-Tetrachloroethane | 1,1,1,2-Tetrachloroethane |  | 1,1,1,2-Tetrachloroethane | 630206
| 630-20-6 | Soil | Tetrachloroethane, 1,1,1,2- | 8260D | [10 empty] | 1,1,1,2-Tetrachloroethane | 1,1,1,2-Tetrachloroethane |  | 1,1,1,2-Tetrachloroethane | 630206
| 630-20-6 | Water | Tetrachloroethane, 1,1,1,2- | 8260D | [10 empty] | 1,1,1,2-Tetrachloroethane | 1,1,1,2-Tetrachloroethane |  | 1,1,1,2-Tetrachloroethane | 630206
| 630-20-6 | Soil | Tetrachloroethane, 1,1,1,2- | 8260D-SIM | [10 empty] | 1,1,1,2-Tetrachloroethane | 1,1,1,2-Tetrachloroethane |  | 1,1,1,2-Tetrachloroethane | 630206
| 630-20-6 | Water | Tetrachloroethane, 1,1,1,2- | 8260D-SIM | [10 empty] | 1,1,1,2-Tetrachloroethane | 1,1,1,2-Tetrachloroethane |  | 1,1,1,2-Tetrachloroethane | 630206
| 79-34-5 | Soil | Tetrachloroethane, 1,1,2,2- | 524.2 | [10 empty] | 1,1,2,2-Tetrachloroethane | 1,1,2,2-Tetrachloroethane |  | 1,1,2,2-Tetrachloroethane | 79345
| 79-34-5 | Water | Tetrachloroethane, 1,1,2,2- | 524.2 | [10 empty] | 1,1,2,2-Tetrachloroethane | 1,1,2,2-Tetrachloroethane |  | 1,1,2,2-Tetrachloroethane | 79345
| 79-34-5 | Soil | Tetrachloroethane, 1,1,2,2- | 624 | [10 empty] | 1,1,2,2-Tetrachloroethane | 1,1,2,2-Tetrachloroethane |  | 1,1,2,2-Tetrachloroethane | 79345
| 79-34-5 | Water | Tetrachloroethane, 1,1,2,2- | 624 | [10 empty] | 1,1,2,2-Tetrachloroethane | 1,1,2,2-Tetrachloroethane |  | 1,1,2,2-Tetrachloroethane | 79345
| 79-34-5 | Soil | Tetrachloroethane, 1,1,2,2- | 624.1 | [10 empty] | 1,1,2,2-Tetrachloroethane | 1,1,2,2-Tetrachloroethane |  | 1,1,2,2-Tetrachloroethane | 79345
| 79-34-5 | Water | Tetrachloroethane, 1,1,2,2- | 624.1 | [10 empty] | 1,1,2,2-Tetrachloroethane | 1,1,2,2-Tetrachloroethane |  | 1,1,2,2-Tetrachloroethane | 79345
| 79-34-5 | Soil | Tetrachloroethane, 1,1,2,2- | 8260C | [10 empty] | 1,1,2,2-Tetrachloroethane | 1,1,2,2-Tetrachloroethane |  | 1,1,2,2-Tetrachloroethane | 79345
| 79-34-5 | Water | Tetrachloroethane, 1,1,2,2- | 8260C | [10 empty] | 1,1,2,2-Tetrachloroethane | 1,1,2,2-Tetrachloroethane |  | 1,1,2,2-Tetrachloroethane | 79345
| 79-34-5 | Soil | Tetrachloroethane, 1,1,2,2- | 8260C-SIM | [10 empty] | 1,1,2,2-Tetrachloroethane | 1,1,2,2-Tetrachloroethane |  | 1,1,2,2-Tetrachloroethane | 79345
| 79-34-5 | Water | Tetrachloroethane, 1,1,2,2- | 8260C-SIM | [10 empty] | 1,1,2,2-Tetrachloroethane | 1,1,2,2-Tetrachloroethane |  | 1,1,2,2-Tetrachloroethane | 79345
| 79-34-5 | Soil | Tetrachloroethane, 1,1,2,2- | 8260D | [10 empty] | 1,1,2,2-Tetrachloroethane | 1,1,2,2-Tetrachloroethane |  | 1,1,2,2-Tetrachloroethane | 79345
| 79-34-5 | Water | Tetrachloroethane, 1,1,2,2- | 8260D | [10 empty] | 1,1,2,2-Tetrachloroethane | 1,1,2,2-Tetrachloroethane |  | 1,1,2,2-Tetrachloroethane | 79345
| 79-34-5 | Soil | Tetrachloroethane, 1,1,2,2- | 8260D-SIM | [10 empty] | 1,1,2,2-Tetrachloroethane | 1,1,2,2-Tetrachloroethane |  | 1,1,2,2-Tetrachloroethane | 79345
| 79-34-5 | Water | Tetrachloroethane, 1,1,2,2- | 8260D-SIM | [10 empty] | 1,1,2,2-Tetrachloroethane | 1,1,2,2-Tetrachloroethane |  | 1,1,2,2-Tetrachloroethane | 79345
| 79-34-5 | Air | Tetrachloroethane, 1,1,2,2- | TO-14A | [10 empty] | 1,1,2,2-Tetrachloroethane | 1,1,2,2-Tetrachloroethane |  | 1,1,2,2-Tetrachloroethane | 79345
| 79-34-5 | Air | Tetrachloroethane, 1,1,2,2- | TO-15 | [10 empty] | 1,1,2,2-Tetrachloroethane | 1,1,2,2-Tetrachloroethane |  | 1,1,2,2-Tetrachloroethane | 79345
| 79-34-5 | Air | Tetrachloroethane, 1,1,2,2- | TO-15 SIM | [10 empty] | 1,1,2,2-Tetrachloroethane | 1,1,2,2-Tetrachloroethane |  | 1,1,2,2-Tetrachloroethane | 79345
| 79-34-5 | Air | Tetrachloroethane, 1,1,2,2- | TO-17 | [10 empty] | 1,1,2,2-Tetrachloroethane | 1,1,2,2-Tetrachloroethane |  | 1,1,2,2-Tetrachloroethane | 79345
| 127-18-4 | Soil | Tetrachloroethylene | 524.2 | [10 empty] | Tetrachloroethylene | Tetrachloroethylene (Perchloroethylene) |  | Tetrachloroethylene (Perchloroethylene) | 127184
| 127-18-4 | Water | Tetrachloroethylene | 524.2 | [10 empty] | Tetrachloroethylene | Tetrachloroethylene (Perchloroethylene) |  | Tetrachloroethylene (Perchloroethylene) | 127184
| 127-18-4 | Soil | Tetrachloroethylene | 624 | [10 empty] | Tetrachloroethylene | Tetrachloroethylene (Perchloroethylene) |  | Tetrachloroethylene (Perchloroethylene) | 127184
| 127-18-4 | Water | Tetrachloroethylene | 624 | [10 empty] | Tetrachloroethylene | Tetrachloroethylene (Perchloroethylene) |  | Tetrachloroethylene (Perchloroethylene) | 127184
| 127-18-4 | Soil | Tetrachloroethylene | 624.1 | [10 empty] | Tetrachloroethylene | Tetrachloroethylene (Perchloroethylene) |  | Tetrachloroethylene (Perchloroethylene) | 127184
| 127-18-4 | Water | Tetrachloroethylene | 624.1 | [10 empty] | Tetrachloroethylene | Tetrachloroethylene (Perchloroethylene) |  | Tetrachloroethylene (Perchloroethylene) | 127184
| 127-18-4 | Soil | Tetrachloroethylene | 8260C | [10 empty] | Tetrachloroethylene | Tetrachloroethylene (Perchloroethylene) |  | Tetrachloroethylene (Perchloroethylene) | 127184
| 127-18-4 | Water | Tetrachloroethylene | 8260C | [10 empty] | Tetrachloroethylene | Tetrachloroethylene (Perchloroethylene) |  | Tetrachloroethylene (Perchloroethylene) | 127184
| 127-18-4 | Soil | Tetrachloroethylene | 8260C-SIM | [10 empty] | Tetrachloroethylene | Tetrachloroethylene (Perchloroethylene) |  | Tetrachloroethylene (Perchloroethylene) | 127184
| 127-18-4 | Water | Tetrachloroethylene | 8260C-SIM | [10 empty] | Tetrachloroethylene | Tetrachloroethylene (Perchloroethylene) |  | Tetrachloroethylene (Perchloroethylene) | 127184
| 127-18-4 | Soil | Tetrachloroethylene | 8260D | [10 empty] | Tetrachloroethylene | Tetrachloroethylene (Perchloroethylene) |  | Tetrachloroethylene (Perchloroethylene) | 127184
| 127-18-4 | Water | Tetrachloroethylene | 8260D | [10 empty] | Tetrachloroethylene | Tetrachloroethylene (Perchloroethylene) |  | Tetrachloroethylene (Perchloroethylene) | 127184
| 127-18-4 | Soil | Tetrachloroethylene | 8260D-SIM | [10 empty] | Tetrachloroethylene | Tetrachloroethylene (Perchloroethylene) |  | Tetrachloroethylene (Perchloroethylene) | 127184
| 127-18-4 | Water | Tetrachloroethylene | 8260D-SIM | [10 empty] | Tetrachloroethylene | Tetrachloroethylene (Perchloroethylene) |  | Tetrachloroethylene (Perchloroethylene) | 127184
| 127-18-4 | Air | Tetrachloroethylene | TO-14A | [10 empty] | Tetrachloroethylene | Tetrachloroethylene (Perchloroethylene) |  | Tetrachloroethylene (Perchloroethylene) | 127184
| 127-18-4 | Air | Tetrachloroethylene | TO-15 | [10 empty] | Tetrachloroethylene | Tetrachloroethylene (Perchloroethylene) |  | Tetrachloroethylene (Perchloroethylene) | 127184
| 127-18-4 | Air | Tetrachloroethylene | TO-15 SIM | [10 empty] | Tetrachloroethylene | Tetrachloroethylene (Perchloroethylene) |  | Tetrachloroethylene (Perchloroethylene) | 127184
| 127-18-4 | Air | Tetrachloroethylene | TO-17 | [10 empty] | Tetrachloroethylene | Tetrachloroethylene (Perchloroethylene) |  | Tetrachloroethylene (Perchloroethylene) | 127184
| 127-18-4 | Air | Tetrachloroethylene | TO-3 | [10 empty] | Tetrachloroethylene | Tetrachloroethylene (Perchloroethylene) |  | Tetrachloroethylene (Perchloroethylene) | 127184
| 479-45-8 | Soil | Tetryl (Trinitrophenylmethylnitramine) | 8321A | [10 empty] | Tetryl (Trinitrophenylmethylnitramine) | Methyl-2,4,6-trinitrophenylnitramine (Tetryl) |  |  | 479458
| 479-45-8 | Water | Tetryl (Trinitrophenylmethylnitramine) | 8321A | [10 empty] | Tetryl (Trinitrophenylmethylnitramine) | Methyl-2,4,6-trinitrophenylnitramine (Tetryl) |  |  | 479458
| 479-45-8 | Soil | Tetryl (Trinitrophenylmethylnitramine) | 8321B | [10 empty] | Tetryl (Trinitrophenylmethylnitramine) | Methyl-2,4,6-trinitrophenylnitramine (Tetryl) |  |  | 479458
| 479-45-8 | Water | Tetryl (Trinitrophenylmethylnitramine) | 8321B | [10 empty] | Tetryl (Trinitrophenylmethylnitramine) | Methyl-2,4,6-trinitrophenylnitramine (Tetryl) |  |  | 479458
| 479-45-8 | Soil | Tetryl (Trinitrophenylmethylnitramine) | 8330A | [10 empty] | Tetryl (Trinitrophenylmethylnitramine) | Methyl-2,4,6-trinitrophenylnitramine (Tetryl) |  |  | 479458
| 479-45-8 | Water | Tetryl (Trinitrophenylmethylnitramine) | 8330A | [10 empty] | Tetryl (Trinitrophenylmethylnitramine) | Methyl-2,4,6-trinitrophenylnitramine (Tetryl) |  |  | 479458
| 479-45-8 | Soil | Tetryl (Trinitrophenylmethylnitramine) | 8330B | [10 empty] | Tetryl (Trinitrophenylmethylnitramine) | Methyl-2,4,6-trinitrophenylnitramine (Tetryl) |  |  | 479458
| 479-45-8 | Water | Tetryl (Trinitrophenylmethylnitramine) | 8330B | [10 empty] | Tetryl (Trinitrophenylmethylnitramine) | Methyl-2,4,6-trinitrophenylnitramine (Tetryl) |  |  | 479458
| 7440-28-0 | Soil | Thallium, Total | 200.7 | [10 empty] | Thallium, Total | Thallium | 1165 Thallium | Thallium | 7440280
| 7440-28-0 | Water | Thallium, Total | 200.7 | [10 empty] | Thallium, Total | Thallium | 1165 Thallium | Thallium | 7440280
| 7440-28-0 | Soil | Thallium, Total | 200.8 | [10 empty] | Thallium, Total | Thallium | 1165 Thallium | Thallium | 7440280
| 7440-28-0 | Water | Thallium, Total | 200.8 | [10 empty] | Thallium, Total | Thallium | 1165 Thallium | Thallium | 7440280
| 7440-28-0 | Soil | Thallium, Total | 6010B | [10 empty] | Thallium, Total | Thallium | 1165 Thallium | Thallium | 7440280
| 7440-28-0 | Water | Thallium, Total | 6010B | [10 empty] | Thallium, Total | Thallium | 1165 Thallium | Thallium | 7440280
| 7440-28-0 | Soil | Thallium, Total | 6010C | [10 empty] | Thallium, Total | Thallium | 1165 Thallium | Thallium | 7440280
| 7440-28-0 | Water | Thallium, Total | 6010C | [10 empty] | Thallium, Total | Thallium | 1165 Thallium | Thallium | 7440280
| 7440-28-0 | Soil | Thallium, Total | 6010D | [10 empty] | Thallium, Total | Thallium | 1165 Thallium | Thallium | 7440280
| 7440-28-0 | Water | Thallium, Total | 6010D | [10 empty] | Thallium, Total | Thallium | 1165 Thallium | Thallium | 7440280
| 7440-28-0 | Soil | Thallium, Total | 6020 | [10 empty] | Thallium, Total | Thallium | 1165 Thallium | Thallium | 7440280
| 7440-28-0 | Water | Thallium, Total | 6020 | [10 empty] | Thallium, Total | Thallium | 1165 Thallium | Thallium | 7440280
| 7440-28-0 | Soil | Thallium, Total | 6020A | [10 empty] | Thallium, Total | Thallium | 1165 Thallium | Thallium | 7440280
| 7440-28-0 | Water | Thallium, Total | 6020A | [10 empty] | Thallium, Total | Thallium | 1165 Thallium | Thallium | 7440280
| 7440-28-0 | Soil | Thallium, Total | 6020B | [10 empty] | Thallium, Total | Thallium | 1165 Thallium | Thallium | 7440280
| 7440-28-0 | Water | Thallium, Total | 6020B | [10 empty] | Thallium, Total | Thallium | 1165 Thallium | Thallium | 7440280
| 108-88-3 | Soil | Toluene | 524.2 | [10 empty] | Toluene | Toluene |  | Toluene | 108883
| 108-88-3 | Water | Toluene | 524.2 | [10 empty] | Toluene | Toluene |  | Toluene | 108883
| 108-88-3 | Water | Toluene | 602 | [10 empty] | Toluene
| 108-88-3 | Soil | Toluene | 624 | [10 empty] | Toluene | Toluene |  | Toluene | 108883
| 108-88-3 | Water | Toluene | 624 | [10 empty] | Toluene | Toluene |  | Toluene | 108883
| 108-88-3 | Soil | Toluene | 624.1 | [10 empty] | Toluene | Toluene |  | Toluene | 108883
| 108-88-3 | Water | Toluene | 624.1 | [10 empty] | Toluene | Toluene |  | Toluene | 108883
| 108-88-3 | Soil | Toluene | 8021B | [10 empty] | Toluene | Toluene |  | Toluene | 108883
| 108-88-3 | Water | Toluene | 8021B | [10 empty] | Toluene | Toluene |  | Toluene | 108883
| 108-88-3 | Soil | Toluene | 8260C | [10 empty] | Toluene | Toluene |  | Toluene | 108883
| 108-88-3 | Water | Toluene | 8260C | [10 empty] | Toluene | Toluene |  | Toluene | 108883
| 108-88-3 | Soil | Toluene | 8260C-SIM | [10 empty] | Toluene | Toluene |  | Toluene | 108883
| 108-88-3 | Water | Toluene | 8260C-SIM | [10 empty] | Toluene | Toluene |  | Toluene | 108883
| 108-88-3 | Soil | Toluene | 8260D | [10 empty] | Toluene | Toluene |  | Toluene | 108883
| 108-88-3 | Water | Toluene | 8260D | [10 empty] | Toluene | Toluene |  | Toluene | 108883
| 108-88-3 | Soil | Toluene | 8260D-SIM | [10 empty] | Toluene | Toluene |  | Toluene | 108883
| 108-88-3 | Water | Toluene | 8260D-SIM | [10 empty] | Toluene | Toluene |  | Toluene | 108883
| 108-88-3 | Air | Toluene | TO-14A | [10 empty] | Toluene | Toluene |  | Toluene | 108883
| 108-88-3 | Air | Toluene | TO-15 | [10 empty] | Toluene | Toluene |  | Toluene | 108883
| 108-88-3 | Air | Toluene | TO-15 SIM | [10 empty] | Toluene | Toluene |  | Toluene | 108883
| 108-88-3 | Air | Toluene | TO-17 | [10 empty] | Toluene | Toluene |  | Toluene | 108883
| 108-88-3 | Air | Toluene | TO-3 | [10 empty] | Toluene | Toluene |  | Toluene | 108883
| N/A | Soil | Total Organic Carbon | 9060 | [10 empty] | Total Organic Carbon |  |  |  | N/A
| N/A | Water | Total Organic Carbon | 9060 | [10 empty] | Total Organic Carbon |  |  |  | N/A
| N/A | Soil | Total Organic Carbon | 9060A | [10 empty] | Total Organic Carbon |  |  |  | N/A
| N/A | Water | Total Organic Carbon | 9060A | [10 empty] | Total Organic Carbon |  |  |  | N/A
| N/A | Soil | Total Organic Carbon | Lloyd Kahn | [10 empty] | Total Organic Carbon |  |  |  | N/A
| N/A | Water | Total Organic Carbon | Lloyd Kahn | [10 empty] | Total Organic Carbon |  |  |  | N/A
| N/A | Soil | Total Organic Carbon | SM 5310 B | [10 empty] | Total Organic Carbon |  |  |  | N/A
| N/A | Water | Total Organic Carbon | SM 5310 B | [10 empty] | Total Organic Carbon |  |  |  | N/A
| N/A | Soil | Total Organic Carbon | Walkley Black | [10 empty] | Total Organic Carbon |  |  |  | N/A
| N/A | Water | Total Organic Carbon | Walkley Black | [10 empty] | Total Organic Carbon |  |  |  | N/A
| 8001-35-2 | Soil | Toxaphene | 608.3 | [10 empty] | Toxaphene | Toxaphene (Chlorinated camphene) |  | Toxaphene (Chlorinated camphene) | 8001352
| 8001-35-2 | Water | Toxaphene | 608.3 | [10 empty] | Toxaphene | Toxaphene (Chlorinated camphene) |  | Toxaphene (Chlorinated camphene) | 8001352
| 8001-35-2 | Soil | Toxaphene | 608 | [10 empty] | Toxaphene | Toxaphene (Chlorinated camphene) |  | Toxaphene (Chlorinated camphene) | 8001352
| 8001-35-2 | Water | Toxaphene | 608 | [10 empty] | Toxaphene | Toxaphene (Chlorinated camphene) |  | Toxaphene (Chlorinated camphene) | 8001352
| 8001-35-2 | Soil | Toxaphene | 8081A | [10 empty] | Toxaphene | Toxaphene (Chlorinated camphene) |  | Toxaphene (Chlorinated camphene) | 8001352
| 8001-35-2 | Water | Toxaphene | 8081A | [10 empty] | Toxaphene | Toxaphene (Chlorinated camphene) |  | Toxaphene (Chlorinated camphene) | 8001352
| 8001-35-2 | Soil | Toxaphene | 8081B | [10 empty] | Toxaphene | Toxaphene (Chlorinated camphene) |  | Toxaphene (Chlorinated camphene) | 8001352
| 8001-35-2 | Water | Toxaphene | 8081B | [10 empty] | Toxaphene | Toxaphene (Chlorinated camphene) |  | Toxaphene (Chlorinated camphene) | 8001352
| 8001-35-2 | Soil | Toxaphene | 8270D | [10 empty] | Toxaphene | Toxaphene (Chlorinated camphene) |  | Toxaphene (Chlorinated camphene) | 8001352
| 8001-35-2 | Water | Toxaphene | 8270D | [10 empty] | Toxaphene | Toxaphene (Chlorinated camphene) |  | Toxaphene (Chlorinated camphene) | 8001352
| 8001-35-2 | Soil | Toxaphene | 8270D-SIM | [10 empty] | Toxaphene | Toxaphene (Chlorinated camphene) |  | Toxaphene (Chlorinated camphene) | 8001352
| 8001-35-2 | Water | Toxaphene | 8270D-SIM | [10 empty] | Toxaphene | Toxaphene (Chlorinated camphene) |  | Toxaphene (Chlorinated camphene) | 8001352
| 76-13-1 | Water | Trichloro-1,2,2-trifluoroethane, 1,1,2- (Freon 113) | 624.1 | [10 empty] | 1,1,2-Trichloro-1,2,2-trifluoroethane
| 76-13-1 | Water | Trichloro-1,2,2-trifluoroethane, 1,1,2- (Freon 113) | 624 | [10 empty] | 1,1,2-Trichloro-1,2,2-trifluoroethane | Trichloro-1,2,2-trifluoroethane, 1,1,2- (Freon 113) | 5195 1,1,2-Trichloro-1,2,2-trifluoroethane (Freon 113) | 1,1,2-Trichloro-1,2,2-trifluoroethane (Freon 113) | 76131
| 76-13-1 | Soil | Trichloro-1,2,2-trifluoroethane, 1,1,2- (Freon 113) | 8260C | [10 empty] | 1,1,2-Trichloro-1,2,2-trifluoroethane | Trichloro-1,2,2-trifluoroethane, 1,1,2- (Freon 113) | 5195 1,1,2-Trichloro-1,2,2-trifluoroethane (Freon 113) | 1,1,2-Trichloro-1,2,2-trifluoroethane (Freon 113) | 76131
| 76-13-1 | Water | Trichloro-1,2,2-trifluoroethane, 1,1,2- (Freon 113) | 8260C | [10 empty] | 1,1,2-Trichloro-1,2,2-trifluoroethane | Trichloro-1,2,2-trifluoroethane, 1,1,2- (Freon 113) | 5195 1,1,2-Trichloro-1,2,2-trifluoroethane (Freon 113) | 1,1,2-Trichloro-1,2,2-trifluoroethane (Freon 113) | 76131
| 76-13-1 | Soil | Trichloro-1,2,2-trifluoroethane, 1,1,2- (Freon 113) | 8260D | [10 empty] | 1,1,2-Trichloro-1,2,2-trifluoroethane | Trichloro-1,2,2-trifluoroethane, 1,1,2- (Freon 113) | 5195 1,1,2-Trichloro-1,2,2-trifluoroethane (Freon 113) | 1,1,2-Trichloro-1,2,2-trifluoroethane (Freon 113) | 76131
| 76-13-1 | Water | Trichloro-1,2,2-trifluoroethane, 1,1,2- (Freon 113) | 8260D | [10 empty] | 1,1,2-Trichloro-1,2,2-trifluoroethane | Trichloro-1,2,2-trifluoroethane, 1,1,2- (Freon 113) | 5195 1,1,2-Trichloro-1,2,2-trifluoroethane (Freon 113) | 1,1,2-Trichloro-1,2,2-trifluoroethane (Freon 113) | 76131
| 76-13-1 | Air | Trichloro-1,2,2-trifluoroethane, 1,1,2- (Freon 113) | TO-14A | [10 empty] | 1,1,2-Trichloro-1,2,2-trifluoroethane | Trichloro-1,2,2-trifluoroethane, 1,1,2- (Freon 113) | 5195 1,1,2-Trichloro-1,2,2-trifluoroethane (Freon 113) | 1,1,2-Trichloro-1,2,2-trifluoroethane (Freon 113) | 76131
| 76-13-1 | Air | Trichloro-1,2,2-trifluoroethane, 1,1,2- (Freon 113) | TO-15 | [10 empty] | 1,1,2-Trichloro-1,2,2-trifluoroethane | Trichloro-1,2,2-trifluoroethane, 1,1,2- (Freon 113) | 5195 1,1,2-Trichloro-1,2,2-trifluoroethane (Freon 113) | 1,1,2-Trichloro-1,2,2-trifluoroethane (Freon 113) | 76131
| 76-13-1 | Air | Trichloro-1,2,2-trifluoroethane, 1,1,2- (Freon 113) | TO-15 SIM | [10 empty] | 1,1,2-Trichloro-1,2,2-trifluoroethane | Trichloro-1,2,2-trifluoroethane, 1,1,2- (Freon 113) | 5195 1,1,2-Trichloro-1,2,2-trifluoroethane (Freon 113) | 1,1,2-Trichloro-1,2,2-trifluoroethane (Freon 113) | 76131
| 76-13-1 | Air | Trichloro-1,2,2-trifluoroethane, 1,1,2- (Freon 113) | TO-17 | [10 empty] | 1,1,2-Trichloro-1,2,2-trifluoroethane | Trichloro-1,2,2-trifluoroethane, 1,1,2- (Freon 113) | 5195 1,1,2-Trichloro-1,2,2-trifluoroethane (Freon 113) | 1,1,2-Trichloro-1,2,2-trifluoroethane (Freon 113) | 76131
| 87-61-6 | Soil | Trichlorobenzene, 1,2,3- | 524.2 | [10 empty] | 1,2,3-Trichlorobenzene | 1,2,3-Trichlorobenzene |  | 1,2,3-Trichlorobenzene | 87616
| 87-61-6 | Water | Trichlorobenzene, 1,2,3- | 524.2 | [10 empty] | 1,2,3-Trichlorobenzene | 1,2,3-Trichlorobenzene |  | 1,2,3-Trichlorobenzene | 87616
| 87-61-6 | Soil | Trichlorobenzene, 1,2,3- | 624 | [10 empty] | 1,2,3-Trichlorobenzene | 1,2,3-Trichlorobenzene |  | 1,2,3-Trichlorobenzene | 87616
| 87-61-6 | Water | Trichlorobenzene, 1,2,3- | 624 | [10 empty] | 1,2,3-Trichlorobenzene | 1,2,3-Trichlorobenzene |  | 1,2,3-Trichlorobenzene | 87616
| 87-61-6 | Soil | Trichlorobenzene, 1,2,3- | 624.1 | [10 empty] | 1,2,3-Trichlorobenzene | 1,2,3-Trichlorobenzene |  | 1,2,3-Trichlorobenzene | 87616
| 87-61-6 | Water | Trichlorobenzene, 1,2,3- | 624.1 | [10 empty] | 1,2,3-Trichlorobenzene | 1,2,3-Trichlorobenzene |  | 1,2,3-Trichlorobenzene | 87616
| 87-61-6 | Soil | Trichlorobenzene, 1,2,3- | 8260C | [10 empty] | 1,2,3-Trichlorobenzene | 1,2,3-Trichlorobenzene |  | 1,2,3-Trichlorobenzene | 87616
| 87-61-6 | Water | Trichlorobenzene, 1,2,3- | 8260C | [10 empty] | 1,2,3-Trichlorobenzene | 1,2,3-Trichlorobenzene |  | 1,2,3-Trichlorobenzene | 87616
| 87-61-6 | Soil | Trichlorobenzene, 1,2,3- | 8260D | [10 empty] | 1,2,3-Trichlorobenzene | 1,2,3-Trichlorobenzene |  | 1,2,3-Trichlorobenzene | 87616
| 87-61-6 | Water | Trichlorobenzene, 1,2,3- | 8260D | [10 empty] | 1,2,3-Trichlorobenzene | 1,2,3-Trichlorobenzene |  | 1,2,3-Trichlorobenzene | 87616
| 87-61-6 | Air | Trichlorobenzene, 1,2,3- | TO-10A | [10 empty] | 1,2,3-Trichlorobenzene | 1,2,3-Trichlorobenzene |  | 1,2,3-Trichlorobenzene | 87616
| 120-82-1 | Soil | Trichlorobenzene, 1,2,4- | 524.2 | [10 empty] | 1,2,4-Trichlorobenzene | 1,2,4-Trichlorobenzene |  | 1,2,4-Trichlorobenzene | 120821
| 120-82-1 | Water | Trichlorobenzene, 1,2,4- | 524.2 | [10 empty] | 1,2,4-Trichlorobenzene | 1,2,4-Trichlorobenzene |  | 1,2,4-Trichlorobenzene | 120821
| 120-82-1 | Soil | Trichlorobenzene, 1,2,4- | 624 | [10 empty] | 1,2,4-Trichlorobenzene | 1,2,4-Trichlorobenzene |  | 1,2,4-Trichlorobenzene | 120821
| 120-82-1 | Water | Trichlorobenzene, 1,2,4- | 624 | [10 empty] | 1,2,4-Trichlorobenzene | 1,2,4-Trichlorobenzene |  | 1,2,4-Trichlorobenzene | 120821
| 120-82-1 | Soil | Trichlorobenzene, 1,2,4- | 624.1 | [10 empty] | 1,2,4-Trichlorobenzene | 1,2,4-Trichlorobenzene |  | 1,2,4-Trichlorobenzene | 120821
| 120-82-1 | Water | Trichlorobenzene, 1,2,4- | 624.1 | [10 empty] | 1,2,4-Trichlorobenzene | 1,2,4-Trichlorobenzene |  | 1,2,4-Trichlorobenzene | 120821
| 120-82-1 | Soil | Trichlorobenzene, 1,2,4- | 625.1 | [10 empty] | 1,2,4-Trichlorobenzene | 1,2,4-Trichlorobenzene |  | 1,2,4-Trichlorobenzene | 120821
| 120-82-1 | Water | Trichlorobenzene, 1,2,4- | 625.1 | [10 empty] | 1,2,4-Trichlorobenzene | 1,2,4-Trichlorobenzene |  | 1,2,4-Trichlorobenzene | 120821
| 120-82-1 | Soil | Trichlorobenzene, 1,2,4- | 625 | [10 empty] | 1,2,4-Trichlorobenzene | 1,2,4-Trichlorobenzene |  | 1,2,4-Trichlorobenzene | 120821
| 120-82-1 | Water | Trichlorobenzene, 1,2,4- | 625 | [10 empty] | 1,2,4-Trichlorobenzene | 1,2,4-Trichlorobenzene |  | 1,2,4-Trichlorobenzene | 120821
| 120-82-1 | Soil | Trichlorobenzene, 1,2,4- | 8260C | [10 empty] | 1,2,4-Trichlorobenzene | 1,2,4-Trichlorobenzene |  | 1,2,4-Trichlorobenzene | 120821
| 120-82-1 | Water | Trichlorobenzene, 1,2,4- | 8260C | [10 empty] | 1,2,4-Trichlorobenzene | 1,2,4-Trichlorobenzene |  | 1,2,4-Trichlorobenzene | 120821
| 120-82-1 | Soil | Trichlorobenzene, 1,2,4- | 8260D | [10 empty] | 1,2,4-Trichlorobenzene | 1,2,4-Trichlorobenzene |  | 1,2,4-Trichlorobenzene | 120821
| 120-82-1 | Water | Trichlorobenzene, 1,2,4- | 8260D | [10 empty] | 1,2,4-Trichlorobenzene | 1,2,4-Trichlorobenzene |  | 1,2,4-Trichlorobenzene | 120821
| 120-82-1 | Soil | Trichlorobenzene, 1,2,4- | 8270D | [10 empty] | 1,2,4-Trichlorobenzene | 1,2,4-Trichlorobenzene |  | 1,2,4-Trichlorobenzene | 120821
| 120-82-1 | Water | Trichlorobenzene, 1,2,4- | 8270D | [10 empty] | 1,2,4-Trichlorobenzene | 1,2,4-Trichlorobenzene |  | 1,2,4-Trichlorobenzene | 120821
| 120-82-1 | Soil | Trichlorobenzene, 1,2,4- | 8270E | [10 empty] | 1,2,4-Trichlorobenzene | 1,2,4-Trichlorobenzene |  | 1,2,4-Trichlorobenzene | 120821
| 120-82-1 | Water | Trichlorobenzene, 1,2,4- | 8270E | [10 empty] | 1,2,4-Trichlorobenzene | 1,2,4-Trichlorobenzene |  | 1,2,4-Trichlorobenzene | 120821
| 120-82-1 | Air | Trichlorobenzene, 1,2,4- | TO-14A | [10 empty] | 1,2,4-Trichlorobenzene | 1,2,4-Trichlorobenzene |  | 1,2,4-Trichlorobenzene | 120821
| 120-82-1 | Air | Trichlorobenzene, 1,2,4- | TO-15 | [10 empty] | 1,2,4-Trichlorobenzene | 1,2,4-Trichlorobenzene |  | 1,2,4-Trichlorobenzene | 120821
| 120-82-1 | Air | Trichlorobenzene, 1,2,4- | TO-15 SIM | [10 empty] | 1,2,4-Trichlorobenzene | 1,2,4-Trichlorobenzene |  | 1,2,4-Trichlorobenzene | 120821
| 120-82-1 | Air | Trichlorobenzene, 1,2,4- | TO-17 | [10 empty] | 1,2,4-Trichlorobenzene | 1,2,4-Trichlorobenzene |  | 1,2,4-Trichlorobenzene | 120821
| 71-55-6 | Soil | Trichloroethane, 1,1,1- | 524.2 | [10 empty] | 1,1,1-Trichloroethane | 1,1,1-Trichloroethane |  | 1,1,1-Trichloroethane | 71556
| 71-55-6 | Water | Trichloroethane, 1,1,1- | 524.2 | [10 empty] | 1,1,1-Trichloroethane | 1,1,1-Trichloroethane |  | 1,1,1-Trichloroethane | 71556
| 71-55-6 | Soil | Trichloroethane, 1,1,1- | 624 | [10 empty] | 1,1,1-Trichloroethane | 1,1,1-Trichloroethane |  | 1,1,1-Trichloroethane | 71556
| 71-55-6 | Water | Trichloroethane, 1,1,1- | 624 | [10 empty] | 1,1,1-Trichloroethane | 1,1,1-Trichloroethane |  | 1,1,1-Trichloroethane | 71556
| 71-55-6 | Soil | Trichloroethane, 1,1,1- | 624.1 | [10 empty] | 1,1,1-Trichloroethane | 1,1,1-Trichloroethane |  | 1,1,1-Trichloroethane | 71556
| 71-55-6 | Water | Trichloroethane, 1,1,1- | 624.1 | [10 empty] | 1,1,1-Trichloroethane | 1,1,1-Trichloroethane |  | 1,1,1-Trichloroethane | 71556
| 71-55-6 | Soil | Trichloroethane, 1,1,1- | 8260C | [10 empty] | 1,1,1-Trichloroethane | 1,1,1-Trichloroethane |  | 1,1,1-Trichloroethane | 71556
| 71-55-6 | Water | Trichloroethane, 1,1,1- | 8260C | [10 empty] | 1,1,1-Trichloroethane | 1,1,1-Trichloroethane |  | 1,1,1-Trichloroethane | 71556
| 71-55-6 | Soil | Trichloroethane, 1,1,1- | 8260D | [10 empty] | 1,1,1-Trichloroethane | 1,1,1-Trichloroethane |  | 1,1,1-Trichloroethane | 71556
| 71-55-6 | Water | Trichloroethane, 1,1,1- | 8260D | [10 empty] | 1,1,1-Trichloroethane | 1,1,1-Trichloroethane |  | 1,1,1-Trichloroethane | 71556
| 71-55-6 | Air | Trichloroethane, 1,1,1- | TO-14A | [10 empty] | 1,1,1-Trichloroethane | 1,1,1-Trichloroethane |  | 1,1,1-Trichloroethane | 71556
| 71-55-6 | Air | Trichloroethane, 1,1,1- | TO-15 | [10 empty] | 1,1,1-Trichloroethane | 1,1,1-Trichloroethane |  | 1,1,1-Trichloroethane | 71556
| 71-55-6 | Air | Trichloroethane, 1,1,1- | TO-15 SIM | [10 empty] | 1,1,1-Trichloroethane | 1,1,1-Trichloroethane |  | 1,1,1-Trichloroethane | 71556
| 71-55-6 | Air | Trichloroethane, 1,1,1- | TO-17 | [10 empty] | 1,1,1-Trichloroethane | 1,1,1-Trichloroethane |  | 1,1,1-Trichloroethane | 71556
| 79-00-5 | Soil | Trichloroethane, 1,1,2- | 524.2 | [10 empty] | 1,1,2-Trichloroethane | 1,1,2-Trichloroethane |  | 1,1,2-Trichloroethane | 79005
| 79-00-5 | Water | Trichloroethane, 1,1,2- | 524.2 | [10 empty] | 1,1,2-Trichloroethane | 1,1,2-Trichloroethane |  | 1,1,2-Trichloroethane | 79005
| 79-00-5 | Soil | Trichloroethane, 1,1,2- | 624 | [10 empty] | 1,1,2-Trichloroethane | 1,1,2-Trichloroethane |  | 1,1,2-Trichloroethane | 79005
| 79-00-5 | Water | Trichloroethane, 1,1,2- | 624 | [10 empty] | 1,1,2-Trichloroethane | 1,1,2-Trichloroethane |  | 1,1,2-Trichloroethane | 79005
| 79-00-5 | Soil | Trichloroethane, 1,1,2- | 624.1 | [10 empty] | 1,1,2-Trichloroethane | 1,1,2-Trichloroethane |  | 1,1,2-Trichloroethane | 79005
| 79-00-5 | Water | Trichloroethane, 1,1,2- | 624.1 | [10 empty] | 1,1,2-Trichloroethane | 1,1,2-Trichloroethane |  | 1,1,2-Trichloroethane | 79005
| 79-00-5 | Soil | Trichloroethane, 1,1,2- | 8260C | [10 empty] | 1,1,2-Trichloroethane | 1,1,2-Trichloroethane |  | 1,1,2-Trichloroethane | 79005
| 79-00-5 | Water | Trichloroethane, 1,1,2- | 8260C | [10 empty] | 1,1,2-Trichloroethane | 1,1,2-Trichloroethane |  | 1,1,2-Trichloroethane | 79005
| 79-00-5 | Soil | Trichloroethane, 1,1,2- | 8260C-SIM | [10 empty] | 1,1,2-Trichloroethane | 1,1,2-Trichloroethane |  | 1,1,2-Trichloroethane | 79005
| 79-00-5 | Water | Trichloroethane, 1,1,2- | 8260C-SIM | [10 empty] | 1,1,2-Trichloroethane | 1,1,2-Trichloroethane |  | 1,1,2-Trichloroethane | 79005
| 79-00-5 | Soil | Trichloroethane, 1,1,2- | 8260D | [10 empty] | 1,1,2-Trichloroethane | 1,1,2-Trichloroethane |  | 1,1,2-Trichloroethane | 79005
| 79-00-5 | Water | Trichloroethane, 1,1,2- | 8260D | [10 empty] | 1,1,2-Trichloroethane | 1,1,2-Trichloroethane |  | 1,1,2-Trichloroethane | 79005
| 79-00-5 | Soil | Trichloroethane, 1,1,2- | 8260D-SIM | [10 empty] | 1,1,2-Trichloroethane | 1,1,2-Trichloroethane |  | 1,1,2-Trichloroethane | 79005
| 79-00-5 | Water | Trichloroethane, 1,1,2- | 8260D-SIM | [10 empty] | 1,1,2-Trichloroethane | 1,1,2-Trichloroethane |  | 1,1,2-Trichloroethane | 79005
| 79-00-5 | Air | Trichloroethane, 1,1,2- | TO-14A | [10 empty] | 1,1,2-Trichloroethane | 1,1,2-Trichloroethane |  | 1,1,2-Trichloroethane | 79005
| 79-00-5 | Air | Trichloroethane, 1,1,2- | TO-15 | [10 empty] | 1,1,2-Trichloroethane | 1,1,2-Trichloroethane |  | 1,1,2-Trichloroethane | 79005
| 79-00-5 | Air | Trichloroethane, 1,1,2- | TO-15 SIM | [10 empty] | 1,1,2-Trichloroethane | 1,1,2-Trichloroethane |  | 1,1,2-Trichloroethane | 79005
| 79-00-5 | Air | Trichloroethane, 1,1,2- | TO-17 | [10 empty] | 1,1,2-Trichloroethane | 1,1,2-Trichloroethane |  | 1,1,2-Trichloroethane | 79005
| 79-01-6 | Soil | Trichloroethylene | 524.2 | [10 empty] | Trichloroethylene | Trichloroethene (Trichloroethylene) | 5170 Trichloroethene (Trichloroethylene) | Trichloroethene (Trichloroethylene) | 79016
| 79-01-6 | Water | Trichloroethylene | 524.2 | [10 empty] | Trichloroethylene | Trichloroethene (Trichloroethylene) | 5170 Trichloroethene (Trichloroethylene) | Trichloroethene (Trichloroethylene) | 79016
| 79-01-6 | Soil | Trichloroethylene | 624 | [10 empty] | Trichloroethylene | Trichloroethene (Trichloroethylene) | 5170 Trichloroethene (Trichloroethylene) | Trichloroethene (Trichloroethylene) | 79016
| 79-01-6 | Water | Trichloroethylene | 624 | [10 empty] | Trichloroethylene | Trichloroethene (Trichloroethylene) | 5170 Trichloroethene (Trichloroethylene) | Trichloroethene (Trichloroethylene) | 79016
| 79-01-6 | Soil | Trichloroethylene | 624.1 | [10 empty] | Trichloroethylene | Trichloroethene (Trichloroethylene) | 5170 Trichloroethene (Trichloroethylene) | Trichloroethene (Trichloroethylene) | 79016
| 79-01-6 | Water | Trichloroethylene | 624.1 | [10 empty] | Trichloroethylene | Trichloroethene (Trichloroethylene) | 5170 Trichloroethene (Trichloroethylene) | Trichloroethene (Trichloroethylene) | 79016
| 79-01-6 | Soil | Trichloroethylene | 8260C | [10 empty] | Trichloroethylene | Trichloroethene (Trichloroethylene) | 5170 Trichloroethene (Trichloroethylene) | Trichloroethene (Trichloroethylene) | 79016
| 79-01-6 | Water | Trichloroethylene | 8260C | [10 empty] | Trichloroethylene | Trichloroethene (Trichloroethylene) | 5170 Trichloroethene (Trichloroethylene) | Trichloroethene (Trichloroethylene) | 79016
| 79-01-6 | Soil | Trichloroethylene | 8260C-SIM | [10 empty] | Trichloroethylene | Trichloroethene (Trichloroethylene) | 5170 Trichloroethene (Trichloroethylene) | Trichloroethene (Trichloroethylene) | 79016
| 79-01-6 | Water | Trichloroethylene | 8260C-SIM | [10 empty] | Trichloroethylene | Trichloroethene (Trichloroethylene) | 5170 Trichloroethene (Trichloroethylene) | Trichloroethene (Trichloroethylene) | 79016
| 79-01-6 | Soil | Trichloroethylene | 8260D | [10 empty] | Trichloroethylene | Trichloroethene (Trichloroethylene) | 5170 Trichloroethene (Trichloroethylene) | Trichloroethene (Trichloroethylene) | 79016
| 79-01-6 | Water | Trichloroethylene | 8260D | [10 empty] | Trichloroethylene | Trichloroethene (Trichloroethylene) | 5170 Trichloroethene (Trichloroethylene) | Trichloroethene (Trichloroethylene) | 79016
| 79-01-6 | Soil | Trichloroethylene | 8260D-SIM | [10 empty] | Trichloroethylene | Trichloroethene (Trichloroethylene) | 5170 Trichloroethene (Trichloroethylene) | Trichloroethene (Trichloroethylene) | 79016
| 79-01-6 | Water | Trichloroethylene | 8260D-SIM | [10 empty] | Trichloroethylene | Trichloroethene (Trichloroethylene) | 5170 Trichloroethene (Trichloroethylene) | Trichloroethene (Trichloroethylene) | 79016
| 79-01-6 | Air | Trichloroethylene | TO-14A | [10 empty] | Trichloroethylene | Trichloroethene (Trichloroethylene) | 5170 Trichloroethene (Trichloroethylene) | Trichloroethene (Trichloroethylene) | 79016
| 79-01-6 | Air | Trichloroethylene | TO-15 | [10 empty] | Trichloroethylene | Trichloroethene (Trichloroethylene) | 5170 Trichloroethene (Trichloroethylene) | Trichloroethene (Trichloroethylene) | 79016
| 79-01-6 | Air | Trichloroethylene | TO-15 SIM | [10 empty] | Trichloroethylene | Trichloroethene (Trichloroethylene) | 5170 Trichloroethene (Trichloroethylene) | Trichloroethene (Trichloroethylene) | 79016
| 79-01-6 | Air | Trichloroethylene | TO-17 | [10 empty] | Trichloroethylene | Trichloroethene (Trichloroethylene) | 5170 Trichloroethene (Trichloroethylene) | Trichloroethene (Trichloroethylene) | 79016
| 79-01-6 | Air | Trichloroethylene | TO-3 | [10 empty] | Trichloroethylene | Trichloroethene (Trichloroethylene) | 5170 Trichloroethene (Trichloroethylene) | Trichloroethene (Trichloroethylene) | 79016
| 75-69-4 | Soil | Trichlorofluoromethane | 524.2 | [10 empty] | Trichlorofluoromethane | Trichlorofluoromethane |  | Trichlorofluoromethane (Fluorotrichloromethane, Freon 11) | 75694
| 75-69-4 | Water | Trichlorofluoromethane | 524.2 | [10 empty] | Trichlorofluoromethane | Trichlorofluoromethane |  | Trichlorofluoromethane (Fluorotrichloromethane, Freon 11) | 75694
| 75-69-4 | Soil | Trichlorofluoromethane | 624 | [10 empty] | Trichlorofluoromethane | Trichlorofluoromethane |  | Trichlorofluoromethane (Fluorotrichloromethane, Freon 11) | 75694
| 75-69-4 | Water | Trichlorofluoromethane | 624 | [10 empty] | Trichlorofluoromethane | Trichlorofluoromethane |  | Trichlorofluoromethane (Fluorotrichloromethane, Freon 11) | 75694
| 75-69-4 | Soil | Trichlorofluoromethane | 624.1 | [10 empty] | Trichlorofluoromethane | Trichlorofluoromethane |  | Trichlorofluoromethane (Fluorotrichloromethane, Freon 11) | 75694
| 75-69-4 | Water | Trichlorofluoromethane | 624.1 | [10 empty] | Trichlorofluoromethane | Trichlorofluoromethane |  | Trichlorofluoromethane (Fluorotrichloromethane, Freon 11) | 75694
| 75-69-4 | Soil | Trichlorofluoromethane | 8260C | [10 empty] | Trichlorofluoromethane | Trichlorofluoromethane |  | Trichlorofluoromethane (Fluorotrichloromethane, Freon 11) | 75694
| 75-69-4 | Water | Trichlorofluoromethane | 8260C | [10 empty] | Trichlorofluoromethane | Trichlorofluoromethane |  | Trichlorofluoromethane (Fluorotrichloromethane, Freon 11) | 75694
| 75-69-4 | Soil | Trichlorofluoromethane | 8260D | [10 empty] | Trichlorofluoromethane | Trichlorofluoromethane |  | Trichlorofluoromethane (Fluorotrichloromethane, Freon 11) | 75694
| 75-69-4 | Water | Trichlorofluoromethane | 8260D | [10 empty] | Trichlorofluoromethane | Trichlorofluoromethane |  | Trichlorofluoromethane (Fluorotrichloromethane, Freon 11) | 75694
| 75-69-4 | Air | Trichlorofluoromethane | TO-15 | [10 empty] | Trichlorofluoromethane | Trichlorofluoromethane |  | Trichlorofluoromethane (Fluorotrichloromethane, Freon 11) | 75694
| 75-69-4 | Air | Trichlorofluoromethane | TO-15 SIM | [10 empty] | Trichlorofluoromethane | Trichlorofluoromethane |  | Trichlorofluoromethane (Fluorotrichloromethane, Freon 11) | 75694
| 75-69-4 | Air | Trichlorofluoromethane | TO-17 | [10 empty] | Trichlorofluoromethane | Trichlorofluoromethane |  | Trichlorofluoromethane (Fluorotrichloromethane, Freon 11) | 75694
| 95-95-4 | Soil | Trichlorophenol, 2,4,5- | 625 | [10 empty] | 2,4,5-Trichlorophenol | 2,4,5-Trichlorophenol |  | 2,4,5-Trichlorophenol | 95954
| 95-95-4 | Soil | Trichlorophenol, 2,4,5- | 625.1 | [10 empty] | 2,4,5-Trichlorophenol | 2,4,5-Trichlorophenol |  | 2,4,5-Trichlorophenol | 95954
| 95-95-4 | Water | Trichlorophenol, 2,4,5- | 625.1 | [10 empty] | 2,4,5-Trichlorophenol | 2,4,5-Trichlorophenol |  | 2,4,5-Trichlorophenol | 95954
| 95-95-4 | Water | Trichlorophenol, 2,4,5- | 625 | [10 empty] | 2,4,5-Trichlorophenol | 2,4,5-Trichlorophenol |  | 2,4,5-Trichlorophenol | 95954
| 95-95-4 | Soil | Trichlorophenol, 2,4,5- | 8270D | [10 empty] | 2,4,5-Trichlorophenol | 2,4,5-Trichlorophenol |  | 2,4,5-Trichlorophenol | 95954
| 95-95-4 | Water | Trichlorophenol, 2,4,5- | 8270D | [10 empty] | 2,4,5-Trichlorophenol | 2,4,5-Trichlorophenol |  | 2,4,5-Trichlorophenol | 95954
| 95-95-4 | Soil | Trichlorophenol, 2,4,5- | 8270D-SIM | [10 empty] | 2,4,5-Trichlorophenol | 2,4,5-Trichlorophenol |  | 2,4,5-Trichlorophenol | 95954
| 95-95-4 | Water | Trichlorophenol, 2,4,5- | 8270D-SIM | [10 empty] | 2,4,5-Trichlorophenol | 2,4,5-Trichlorophenol |  | 2,4,5-Trichlorophenol | 95954
| 95-95-4 | Soil | Trichlorophenol, 2,4,5- | 8270E | [10 empty] | 2,4,5-Trichlorophenol | 2,4,5-Trichlorophenol |  | 2,4,5-Trichlorophenol | 95954
| 95-95-4 | Water | Trichlorophenol, 2,4,5- | 8270E | [10 empty] | 2,4,5-Trichlorophenol | 2,4,5-Trichlorophenol |  | 2,4,5-Trichlorophenol | 95954
| 95-95-4 | Soil | Trichlorophenol, 2,4,5- | 8270E-SIM | [10 empty] | 2,4,5-Trichlorophenol | 2,4,5-Trichlorophenol |  | 2,4,5-Trichlorophenol | 95954
| 95-95-4 | Water | Trichlorophenol, 2,4,5- | 8270E-SIM | [10 empty] | 2,4,5-Trichlorophenol | 2,4,5-Trichlorophenol |  | 2,4,5-Trichlorophenol | 95954
| 88-06-2 | Soil | Trichlorophenol, 2,4,6- | 625.1 | [10 empty] | 2,4,6-Trichlorophenol | 2,4,6-Trichlorophenol |  | 2,4,6-Trichlorophenol | 88062
| 88-06-2 | Water | Trichlorophenol, 2,4,6- | 625.1 | [10 empty] | 2,4,6-Trichlorophenol | 2,4,6-Trichlorophenol |  | 2,4,6-Trichlorophenol | 88062
| 88-06-2 | Soil | Trichlorophenol, 2,4,6- | 625 | [10 empty] | 2,4,6-Trichlorophenol | 2,4,6-Trichlorophenol |  | 2,4,6-Trichlorophenol | 88062
| 88-06-2 | Water | Trichlorophenol, 2,4,6- | 625 | [10 empty] | 2,4,6-Trichlorophenol | 2,4,6-Trichlorophenol |  | 2,4,6-Trichlorophenol | 88062
| 88-06-2 | Soil | Trichlorophenol, 2,4,6- | 8270D | [10 empty] | 2,4,6-Trichlorophenol | 2,4,6-Trichlorophenol |  | 2,4,6-Trichlorophenol | 88062
| 88-06-2 | Water | Trichlorophenol, 2,4,6- | 8270D | [10 empty] | 2,4,6-Trichlorophenol | 2,4,6-Trichlorophenol |  | 2,4,6-Trichlorophenol | 88062
| 88-06-2 | Soil | Trichlorophenol, 2,4,6- | 8270D-SIM | [10 empty] | 2,4,6-Trichlorophenol | 2,4,6-Trichlorophenol |  | 2,4,6-Trichlorophenol | 88062
| 88-06-2 | Water | Trichlorophenol, 2,4,6- | 8270D-SIM | [10 empty] | 2,4,6-Trichlorophenol | 2,4,6-Trichlorophenol |  | 2,4,6-Trichlorophenol | 88062
| 88-06-2 | Soil | Trichlorophenol, 2,4,6- | 8270E | [10 empty] | 2,4,6-Trichlorophenol | 2,4,6-Trichlorophenol |  | 2,4,6-Trichlorophenol | 88062
| 88-06-2 | Water | Trichlorophenol, 2,4,6- | 8270E | [10 empty] | 2,4,6-Trichlorophenol | 2,4,6-Trichlorophenol |  | 2,4,6-Trichlorophenol | 88062
| 88-06-2 | Soil | Trichlorophenol, 2,4,6- | 8270E-SIM | [10 empty] | 2,4,6-Trichlorophenol | 2,4,6-Trichlorophenol |  | 2,4,6-Trichlorophenol | 88062
| 88-06-2 | Water | Trichlorophenol, 2,4,6- | 8270E-SIM | [10 empty] | 2,4,6-Trichlorophenol | 2,4,6-Trichlorophenol |  | 2,4,6-Trichlorophenol | 88062
| 93-76-5 | Soil | Trichlorophenoxyacetic Acid, 2,4,5- (2,4,5-T) | 615 | [10 empty] | 2,4,5-Trichlorophenoxyacetic Acid | 2,4,5-T | 8655 2,4,5-T |  | 93765
| 93-76-5 | Water | Trichlorophenoxyacetic Acid, 2,4,5- (2,4,5-T) | 615 | [10 empty] | 2,4,5-Trichlorophenoxyacetic Acid | 2,4,5-T | 8655 2,4,5-T |  | 93765
| 93-76-5 | Soil | Trichlorophenoxyacetic Acid, 2,4,5- (2,4,5-T) | 8151A | [10 empty] | 2,4,5-Trichlorophenoxyacetic Acid | 2,4,5-T | 8655 2,4,5-T |  | 93765
| 93-76-5 | Water | Trichlorophenoxyacetic Acid, 2,4,5- (2,4,5-T) | 8151A | [10 empty] | 2,4,5-Trichlorophenoxyacetic Acid | 2,4,5-T | 8655 2,4,5-T |  | 93765
| 93-72-1 | Soil | Trichlorophenoxypropionic acid, 2,4,5- (2,4,5-TP) | 615 | [10 empty] | 2,4,5-Trichlorophenoxypropionic acid | Silvex (2,4,5-TP) | 8650 Silvex (2,4,5-TP) |  | 93721
| 93-72-1 | Water | Trichlorophenoxypropionic acid, 2,4,5- (2,4,5-TP) | 615 | [10 empty] | 2,4,5-Trichlorophenoxypropionic acid | 2,4,5-TP | 8650 Silvex (2,4,5-TP) |  | 93721
| 93-72-1 | Soil | Trichlorophenoxypropionic acid, 2,4,5- (2,4,5-TP) | 8151A | [10 empty] | 2,4,5-Trichlorophenoxypropionic acid | 2,4,5-TP | 8650 Silvex (2,4,5-TP) |  | 93721
| 93-72-1 | Water | Trichlorophenoxypropionic acid, 2,4,5- (2,4,5-TP) | 8151A | [10 empty] | 2,4,5-Trichlorophenoxypropionic acid | 2,4,5-TP | 8650 Silvex (2,4,5-TP) |  | 93721
| 96-18-4 | Water | Trichloropropane, 1,2,3- | 524.2 | [10 empty] | 1,2,3-Trichloropropane
| 96-18-4 | Soil | Trichloropropane, 1,2,3- | 624 | [10 empty] | 1,2,3-Trichloropropane | 1,2,3-Trichloropropane |  | 1,2,3-Trichloropropane | 96184
| 96-18-4 | Water | Trichloropropane, 1,2,3- | 624 | [10 empty] | 1,2,3-Trichloropropane | 1,2,3-Trichloropropane |  | 1,2,3-Trichloropropane | 96184
| 96-18-4 | Soil | Trichloropropane, 1,2,3- | 624.1 | [10 empty] | 1,2,3-Trichloropropane | 1,2,3-Trichloropropane |  | 1,2,3-Trichloropropane | 96184
| 96-18-4 | Water | Trichloropropane, 1,2,3- | 624.1 | [10 empty] | 1,2,3-Trichloropropane | 1,2,3-Trichloropropane |  | 1,2,3-Trichloropropane | 96184
| 96-18-4 | Soil | Trichloropropane, 1,2,3- | 8011 | [10 empty] | 1,2,3-Trichloropropane | 1,2,3-Trichloropropane |  | 1,2,3-Trichloropropane | 96184
| 96-18-4 | Water | Trichloropropane, 1,2,3- | 8011 | [10 empty] | 1,2,3-Trichloropropane | 1,2,3-Trichloropropane |  | 1,2,3-Trichloropropane | 96184
| 96-18-4 | Soil | Trichloropropane, 1,2,3- | 524.2 | [10 empty] | 1,2,3-Trichloropropane | 1,2,3-Trichloropropane |  | 1,2,3-Trichloropropane | 96184
| 96-18-4 | Soil | Trichloropropane, 1,2,3- | 8260C | [10 empty] | 1,2,3-Trichloropropane | 1,2,3-Trichloropropane |  | 1,2,3-Trichloropropane | 96184
| 96-18-4 | Water | Trichloropropane, 1,2,3- | 8260C | [10 empty] | 1,2,3-Trichloropropane | 1,2,3-Trichloropropane |  | 1,2,3-Trichloropropane | 96184
| 96-18-4 | Soil | Trichloropropane, 1,2,3- | 8260C-SIM | [10 empty] | 1,2,3-Trichloropropane | 1,2,3-Trichloropropane |  | 1,2,3-Trichloropropane | 96184
| 96-18-4 | Water | Trichloropropane, 1,2,3- | 8260C-SIM | [10 empty] | 1,2,3-Trichloropropane | 1,2,3-Trichloropropane |  | 1,2,3-Trichloropropane | 96184
| 96-18-4 | Soil | Trichloropropane, 1,2,3- | 8260D | [10 empty] | 1,2,3-Trichloropropane | 1,2,3-Trichloropropane |  | 1,2,3-Trichloropropane | 96184
| 96-18-4 | Water | Trichloropropane, 1,2,3- | 8260D | [10 empty] | 1,2,3-Trichloropropane | 1,2,3-Trichloropropane |  | 1,2,3-Trichloropropane | 96184
| 95-63-6 | Soil | Trimethylbenzene, 1,2,4- | 524.2 | [10 empty] | 1,2,4-Trimethylbenzene | 1,2,4-Trimethylbenzene |  | 1,2,4-Trimethylbenzene | 95636
| 95-63-6 | Water | Trimethylbenzene, 1,2,4- | 524.2 | [10 empty] | 1,2,4-Trimethylbenzene | 1,2,4-Trimethylbenzene |  | 1,2,4-Trimethylbenzene | 95636
| 95-63-6 | Soil | Trimethylbenzene, 1,2,4- | 624 | [10 empty] | 1,2,4-Trimethylbenzene | 1,2,4-Trimethylbenzene |  | 1,2,4-Trimethylbenzene | 95636
| 95-63-6 | Water | Trimethylbenzene, 1,2,4- | 624 | [10 empty] | 1,2,4-Trimethylbenzene | 1,2,4-Trimethylbenzene |  | 1,2,4-Trimethylbenzene | 95636
| 95-63-6 | Soil | Trimethylbenzene, 1,2,4- | 624.1 | [10 empty] | 1,2,4-Trimethylbenzene | 1,2,4-Trimethylbenzene |  | 1,2,4-Trimethylbenzene | 95636
| 95-63-6 | Water | Trimethylbenzene, 1,2,4- | 624.1 | [10 empty] | 1,2,4-Trimethylbenzene | 1,2,4-Trimethylbenzene |  | 1,2,4-Trimethylbenzene | 95636
| 95-63-6 | Soil | Trimethylbenzene, 1,2,4- | 8021B | [10 empty] | 1,2,4-Trimethylbenzene | 1,2,4-Trimethylbenzene |  | 1,2,4-Trimethylbenzene | 95636
| 95-63-6 | Water | Trimethylbenzene, 1,2,4- | 8021B | [10 empty] | 1,2,4-Trimethylbenzene | 1,2,4-Trimethylbenzene |  | 1,2,4-Trimethylbenzene | 95636
| 95-63-6 | Soil | Trimethylbenzene, 1,2,4- | 8260C | [10 empty] | 1,2,4-Trimethylbenzene | 1,2,4-Trimethylbenzene |  | 1,2,4-Trimethylbenzene | 95636
| 95-63-6 | Water | Trimethylbenzene, 1,2,4- | 8260C | [10 empty] | 1,2,4-Trimethylbenzene | 1,2,4-Trimethylbenzene |  | 1,2,4-Trimethylbenzene | 95636
| 95-63-6 | Soil | Trimethylbenzene, 1,2,4- | 8260D | [10 empty] | 1,2,4-Trimethylbenzene | 1,2,4-Trimethylbenzene |  | 1,2,4-Trimethylbenzene | 95636
| 95-63-6 | Water | Trimethylbenzene, 1,2,4- | 8260D | [10 empty] | 1,2,4-Trimethylbenzene | 1,2,4-Trimethylbenzene |  | 1,2,4-Trimethylbenzene | 95636
| 95-63-6 | Air | Trimethylbenzene, 1,2,4- | TO-14A | [10 empty] | 1,2,4-Trimethylbenzene | 1,2,4-Trimethylbenzene |  | 1,2,4-Trimethylbenzene | 95636
| 95-63-6 | Air | Trimethylbenzene, 1,2,4- | TO-15 | [10 empty] | 1,2,4-Trimethylbenzene | 1,2,4-Trimethylbenzene |  | 1,2,4-Trimethylbenzene | 95636
| 95-63-6 | Air | Trimethylbenzene, 1,2,4- | TO-15 SIM | [10 empty] | 1,2,4-Trimethylbenzene | 1,2,4-Trimethylbenzene |  | 1,2,4-Trimethylbenzene | 95636
| 95-63-6 | Air | Trimethylbenzene, 1,2,4- | TO-17 | [10 empty] | 1,2,4-Trimethylbenzene | 1,2,4-Trimethylbenzene |  | 1,2,4-Trimethylbenzene | 95636
| 108-67-8 | Soil | Trimethylbenzene, 1,3,5- | 524.2 | [10 empty] | 1,3,5-Trimethylbenzene | 1,3,5-Trimethylbenzene |  | 1,3,5-Trimethylbenzene | 108678
| 108-67-8 | Water | Trimethylbenzene, 1,3,5- | 524.2 | [10 empty] | 1,3,5-Trimethylbenzene | 1,3,5-Trimethylbenzene |  | 1,3,5-Trimethylbenzene | 108678
| 108-67-8 | Soil | Trimethylbenzene, 1,3,5- | 624 | [10 empty] | 1,3,5-Trimethylbenzene | 1,3,5-Trimethylbenzene |  | 1,3,5-Trimethylbenzene | 108678
| 108-67-8 | Water | Trimethylbenzene, 1,3,5- | 624 | [10 empty] | 1,3,5-Trimethylbenzene | 1,3,5-Trimethylbenzene |  | 1,3,5-Trimethylbenzene | 108678
| 108-67-8 | Soil | Trimethylbenzene, 1,3,5- | 624.1 | [10 empty] | 1,3,5-Trimethylbenzene | 1,3,5-Trimethylbenzene |  | 1,3,5-Trimethylbenzene | 108678
| 108-67-8 | Water | Trimethylbenzene, 1,3,5- | 624.1 | [10 empty] | 1,3,5-Trimethylbenzene | 1,3,5-Trimethylbenzene |  | 1,3,5-Trimethylbenzene | 108678
| 108-67-8 | Soil | Trimethylbenzene, 1,3,5- | 8021B | [10 empty] | 1,3,5-Trimethylbenzene | 1,3,5-Trimethylbenzene |  | 1,3,5-Trimethylbenzene | 108678
| 108-67-8 | Soil | Trimethylbenzene, 1,3,5- | 8021B | [10 empty] | 1,3,5-Trimethylbenzene | 1,3,5-Trimethylbenzene |  | 1,3,5-Trimethylbenzene | 108678
| 108-67-8 | Water | Trimethylbenzene, 1,3,5- | 8021B | [10 empty] | 1,3,5-Trimethylbenzene | 1,3,5-Trimethylbenzene |  | 1,3,5-Trimethylbenzene | 108678
| 108-67-8 | Water | Trimethylbenzene, 1,3,5- | 8021B | [10 empty] | 1,3,5-Trimethylbenzene | 1,3,5-Trimethylbenzene |  | 1,3,5-Trimethylbenzene | 108678
| 108-67-8 | Soil | Trimethylbenzene, 1,3,5- | 8260C | [10 empty] | 1,3,5-Trimethylbenzene | 1,3,5-Trimethylbenzene |  | 1,3,5-Trimethylbenzene | 108678
| 108-67-8 | Water | Trimethylbenzene, 1,3,5- | 8260C | [10 empty] | 1,3,5-Trimethylbenzene | 1,3,5-Trimethylbenzene |  | 1,3,5-Trimethylbenzene | 108678
| 108-67-8 | Soil | Trimethylbenzene, 1,3,5- | 8260C-SIM | [10 empty] | 1,3,5-Trimethylbenzene | 1,3,5-Trimethylbenzene |  | 1,3,5-Trimethylbenzene | 108678
| 108-67-8 | Water | Trimethylbenzene, 1,3,5- | 8260C-SIM | [10 empty] | 1,3,5-Trimethylbenzene | 1,3,5-Trimethylbenzene |  | 1,3,5-Trimethylbenzene | 108678
| 108-67-8 | Soil | Trimethylbenzene, 1,3,5- | 8260D | [10 empty] | 1,3,5-Trimethylbenzene | 1,3,5-Trimethylbenzene |  | 1,3,5-Trimethylbenzene | 108678
| 108-67-8 | Water | Trimethylbenzene, 1,3,5- | 8260D | [10 empty] | 1,3,5-Trimethylbenzene | 1,3,5-Trimethylbenzene |  | 1,3,5-Trimethylbenzene | 108678
| 108-67-8 | Soil | Trimethylbenzene, 1,3,5- | 8260D-SIM | [10 empty] | 1,3,5-Trimethylbenzene | 1,3,5-Trimethylbenzene |  | 1,3,5-Trimethylbenzene | 108678
| 108-67-8 | Water | Trimethylbenzene, 1,3,5- | 8260D-SIM | [10 empty] | 1,3,5-Trimethylbenzene | 1,3,5-Trimethylbenzene |  | 1,3,5-Trimethylbenzene | 108678
| 108-67-8 | Air | Trimethylbenzene, 1,3,5- | TO-14A | [10 empty] | 1,3,5-Trimethylbenzene | 1,3,5-Trimethylbenzene |  | 1,3,5-Trimethylbenzene | 108678
| 108-67-8 | Air | Trimethylbenzene, 1,3,5- | TO-15 | [10 empty] | 1,3,5-Trimethylbenzene | 1,3,5-Trimethylbenzene |  | 1,3,5-Trimethylbenzene | 108678
| 108-67-8 | Air | Trimethylbenzene, 1,3,5- | TO-15 SIM | [10 empty] | 1,3,5-Trimethylbenzene | 1,3,5-Trimethylbenzene |  | 1,3,5-Trimethylbenzene | 108678
| 108-67-8 | Air | Trimethylbenzene, 1,3,5- | TO-17 | [10 empty] | 1,3,5-Trimethylbenzene | 1,3,5-Trimethylbenzene |  | 1,3,5-Trimethylbenzene | 108678
| 99-35-4 | Water | Trinitrobenzene, 1,3,5- (1,3,5-TNB) | 625.1 | [10 empty] | 1,3,5-Trinitrobenzene
| 99-35-4 | Soil | Trinitrobenzene, 1,3,5- (1,3,5-TNB) | 8270D | [10 empty] | 1,3,5-Trinitrobenzene | 1,3,5-Trinitrobenzene (1,3,5-TNB) |  |  | 99354
| 99-35-4 | Water | Trinitrobenzene, 1,3,5- (1,3,5-TNB) | 8270D | [10 empty] | 1,3,5-Trinitrobenzene | 1,3,5-Trinitrobenzene (1,3,5-TNB) |  |  | 99354
| 99-35-4 | Soil | Trinitrobenzene, 1,3,5- (1,3,5-TNB) | 8270D-SIM | [10 empty] | 1,3,5-Trinitrobenzene | 1,3,5-Trinitrobenzene (1,3,5-TNB) |  |  | 99354
| 99-35-4 | Water | Trinitrobenzene, 1,3,5- (1,3,5-TNB) | 8270D-SIM | [10 empty] | 1,3,5-Trinitrobenzene | 1,3,5-Trinitrobenzene (1,3,5-TNB) |  |  | 99354
| 99-35-4 | Soil | Trinitrobenzene, 1,3,5- (1,3,5-TNB) | 8270E | [10 empty] | 1,3,5-Trinitrobenzene
| 99-35-4 | Water | Trinitrobenzene, 1,3,5- (1,3,5-TNB) | 8270E | [10 empty] | 1,3,5-Trinitrobenzene | 1,3,5-Trinitrobenzene (1,3,5-TNB) |  |  | 99354
| 99-35-4 | Soil | Trinitrobenzene, 1,3,5- (1,3,5-TNB) | 8270E-SIM | [10 empty] | 1,3,5-Trinitrobenzene | 1,3,5-Trinitrobenzene (1,3,5-TNB) |  |  | 99354
| 99-35-4 | Water | Trinitrobenzene, 1,3,5- (1,3,5-TNB) | 8270E-SIM | [10 empty] | 1,3,5-Trinitrobenzene | 1,3,5-Trinitrobenzene (1,3,5-TNB) |  |  | 99354
| 99-35-4 | Soil | Trinitrobenzene, 1,3,5- (1,3,5-TNB) | 8321A | [10 empty] | 1,3,5-Trinitrobenzene | 1,3,5-Trinitrobenzene (1,3,5-TNB) |  |  | 99354
| 99-35-4 | Water | Trinitrobenzene, 1,3,5- (1,3,5-TNB) | 8321A | [10 empty] | 1,3,5-Trinitrobenzene | 1,3,5-Trinitrobenzene (1,3,5-TNB) |  |  | 99354
| 99-35-4 | Soil | Trinitrobenzene, 1,3,5- (1,3,5-TNB) | 8321B | [10 empty] | 1,3,5-Trinitrobenzene | 1,3,5-Trinitrobenzene (1,3,5-TNB) |  |  | 99354
| 99-35-4 | Water | Trinitrobenzene, 1,3,5- (1,3,5-TNB) | 8321B | [10 empty] | 1,3,5-Trinitrobenzene | 1,3,5-Trinitrobenzene (1,3,5-TNB) |  |  | 99354
| 99-35-4 | Soil | Trinitrobenzene, 1,3,5- (1,3,5-TNB) | 8330A | [10 empty] | 1,3,5-Trinitrobenzene | 1,3,5-Trinitrobenzene (1,3,5-TNB) |  |  | 99354
| 99-35-4 | Water | Trinitrobenzene, 1,3,5- (1,3,5-TNB) | 8330A | [10 empty] | 1,3,5-Trinitrobenzene | 1,3,5-Trinitrobenzene (1,3,5-TNB) |  |  | 99354
| 99-35-4 | Soil | Trinitrobenzene, 1,3,5- (1,3,5-TNB) | 8330B | [10 empty] | 1,3,5-Trinitrobenzene | 1,3,5-Trinitrobenzene (1,3,5-TNB) |  |  | 99354
| 99-35-4 | Water | Trinitrobenzene, 1,3,5- (1,3,5-TNB) | 8330B | [10 empty] | 1,3,5-Trinitrobenzene | 1,3,5-Trinitrobenzene (1,3,5-TNB) |  |  | 99354
| 99-35-4 | Soil | Trinitrobenzene, 1,3,5- (1,3,5-TNB) | 8270E | [10 empty] | 1,3,5-Trinitrobenzene | 1,3,5-Trinitrobenzene (1,3,5-TNB) |  |  | 99354
| 118-96-7 | Soil | Trinitrotoluene, 2,4,6- | 8321A | [10 empty] | 2,4,6-Trinitrotoluene | 2,4,6-Trinitrotoluene (2,4,6-TNT) |  |  | 118967
| 118-96-7 | Water | Trinitrotoluene, 2,4,6- | 8321A | [10 empty] | 2,4,6-Trinitrotoluene | 2,4,6-Trinitrotoluene (2,4,6-TNT) |  |  | 118967
| 118-96-7 | Soil | Trinitrotoluene, 2,4,6- | 8321B | [10 empty] | 2,4,6-Trinitrotoluene | 2,4,6-Trinitrotoluene (2,4,6-TNT) |  |  | 118967
| 118-96-7 | Water | Trinitrotoluene, 2,4,6- | 8321B | [10 empty] | 2,4,6-Trinitrotoluene | 2,4,6-Trinitrotoluene (2,4,6-TNT) |  |  | 118967
| 118-96-7 | Soil | Trinitrotoluene, 2,4,6- | 8330A | [10 empty] | 2,4,6-Trinitrotoluene | 2,4,6-Trinitrotoluene (2,4,6-TNT) |  |  | 118967
| 118-96-7 | Water | Trinitrotoluene, 2,4,6- | 8330A | [10 empty] | 2,4,6-Trinitrotoluene | 2,4,6-Trinitrotoluene (2,4,6-TNT) |  |  | 118967
| 118-96-7 | Soil | Trinitrotoluene, 2,4,6- | 8330B | [10 empty] | 2,4,6-Trinitrotoluene | 2,4,6-Trinitrotoluene (2,4,6-TNT) |  |  | 118967
| 118-96-7 | Water | Trinitrotoluene, 2,4,6- | 8330B | [10 empty] | 2,4,6-Trinitrotoluene | 2,4,6-Trinitrotoluene (2,4,6-TNT) |  |  | 118967
| 7440-62-2 | Soil | Vanadium, Total | 200.7 | [10 empty] | Vanadium, Total | Vanadium | 1185 Vanadium | Vanadium | 7440622
| 7440-62-2 | Water | Vanadium, Total | 200.7 | [10 empty] | Vanadium, Total | Vanadium | 1185 Vanadium | Vanadium | 7440622
| 7440-62-2 | Soil | Vanadium, Total | 200.8 | [10 empty] | Vanadium, Total | Vanadium | 1185 Vanadium | Vanadium | 7440622
| 7440-62-2 | Water | Vanadium, Total | 200.8 | [10 empty] | Vanadium, Total | Vanadium | 1185 Vanadium | Vanadium | 7440622
| 7440-62-2 | Soil | Vanadium, Total | 6010B | [10 empty] | Vanadium, Total | Vanadium | 1185 Vanadium | Vanadium | 7440622
| 7440-62-2 | Water | Vanadium, Total | 6010B | [10 empty] | Vanadium, Total | Vanadium | 1185 Vanadium | Vanadium | 7440622
| 7440-62-2 | Soil | Vanadium, Total | 6010C | [10 empty] | Vanadium, Total | Vanadium | 1185 Vanadium | Vanadium | 7440622
| 7440-62-2 | Water | Vanadium, Total | 6010C | [10 empty] | Vanadium, Total | Vanadium | 1185 Vanadium | Vanadium | 7440622
| 7440-62-2 | Soil | Vanadium, Total | 6010D | [10 empty] | Vanadium, Total | Vanadium | 1185 Vanadium | Vanadium | 7440622
| 7440-62-2 | Water | Vanadium, Total | 6010D | [10 empty] | Vanadium, Total | Vanadium | 1185 Vanadium | Vanadium | 7440622
| 7440-62-2 | Soil | Vanadium, Total | 6020 | [10 empty] | Vanadium, Total | Vanadium | 1185 Vanadium | Vanadium | 7440622
| 7440-62-2 | Water | Vanadium, Total | 6020 | [10 empty] | Vanadium, Total | Vanadium | 1185 Vanadium | Vanadium | 7440622
| 7440-62-2 | Soil | Vanadium, Total | 6020A | [10 empty] | Vanadium, Total | Vanadium | 1185 Vanadium | Vanadium | 7440622
| 7440-62-2 | Water | Vanadium, Total | 6020A | [10 empty] | Vanadium, Total | Vanadium | 1185 Vanadium | Vanadium | 7440622
| 7440-62-2 | Soil | Vanadium, Total | 6020B | [10 empty] | Vanadium, Total | Vanadium | 1185 Vanadium | Vanadium | 7440622
| 7440-62-2 | Water | Vanadium, Total | 6020B | [10 empty] | Vanadium, Total | Vanadium | 1185 Vanadium | Vanadium | 7440622
| 108-05-4 | Soil | Vinyl Acetate | 624 | [10 empty] | Vinyl Acetate | Vinyl Acetate |  | Vinyl acetate | 108054
| 108-05-4 | Water | Vinyl Acetate | 624 | [10 empty] | Vinyl Acetate | Vinyl Acetate |  | Vinyl acetate | 108054
| 108-05-4 | Soil | Vinyl Acetate | 624.1 | [10 empty] | Vinyl Acetate | Vinyl Acetate |  | Vinyl acetate | 108054
| 108-05-4 | Water | Vinyl Acetate | 624.1 | [10 empty] | Vinyl Acetate | Vinyl Acetate |  | Vinyl acetate | 108054
| 108-05-4 | Soil | Vinyl Acetate | 8260C | [10 empty] | Vinyl Acetate | Vinyl Acetate |  | Vinyl acetate | 108054
| 108-05-4 | Water | Vinyl Acetate | 8260C | [10 empty] | Vinyl Acetate | Vinyl Acetate |  | Vinyl acetate | 108054
| 108-05-4 | Soil | Vinyl Acetate | 8260D | [10 empty] | Vinyl Acetate | Vinyl Acetate |  | Vinyl acetate | 108054
| 108-05-4 | Water | Vinyl Acetate | 8260D | [10 empty] | Vinyl Acetate | Vinyl Acetate |  | Vinyl acetate | 108054
| 108-05-4 | Air | Vinyl Acetate | TO-15 | [10 empty] | Vinyl Acetate | Vinyl Acetate |  | Vinyl acetate | 108054
| 108-05-4 | Air | Vinyl Acetate | TO-15 SIM | [10 empty] | Vinyl Acetate | Vinyl Acetate |  | Vinyl acetate | 108054
| 75-01-4 | Soil | Vinyl Chloride | 524.2 | [10 empty] | Vinyl Chloride | Vinyl Chloride |  | Vinyl chloride | 75014
| 75-01-4 | Water | Vinyl Chloride | 524.2 | [10 empty] | Vinyl Chloride | Vinyl Chloride |  | Vinyl chloride | 75014
| 75-01-4 | Soil | Vinyl Chloride | 624 | [10 empty] | Vinyl Chloride | Vinyl Chloride |  | Vinyl chloride | 75014
| 75-01-4 | Water | Vinyl Chloride | 624 | [10 empty] | Vinyl Chloride | Vinyl Chloride |  | Vinyl chloride | 75014
| 75-01-4 | Soil | Vinyl Chloride | 624.1 | [10 empty] | Vinyl Chloride | Vinyl Chloride |  | Vinyl chloride | 75014
| 75-01-4 | Water | Vinyl Chloride | 624.1 | [10 empty] | Vinyl Chloride | Vinyl Chloride |  | Vinyl chloride | 75014
| 75-01-4 | Soil | Vinyl Chloride | 8260C | [10 empty] | Vinyl Chloride | Vinyl Chloride |  | Vinyl chloride | 75014
| 75-01-4 | Water | Vinyl Chloride | 8260C | [10 empty] | Vinyl Chloride | Vinyl Chloride |  | Vinyl chloride | 75014
| 75-01-4 | Soil | Vinyl Chloride | 8260C-SIM | [10 empty] | Vinyl Chloride | Vinyl Chloride |  | Vinyl chloride | 75014
| 75-01-4 | Water | Vinyl Chloride | 8260C-SIM | [10 empty] | Vinyl Chloride | Vinyl Chloride |  | Vinyl chloride | 75014
| 75-01-4 | Soil | Vinyl Chloride | 8260D | [10 empty] | Vinyl Chloride | Vinyl Chloride |  | Vinyl chloride | 75014
| 75-01-4 | Water | Vinyl Chloride | 8260D | [10 empty] | Vinyl Chloride | Vinyl Chloride |  | Vinyl chloride | 75014
| 75-01-4 | Soil | Vinyl Chloride | 8260D-SIM | [10 empty] | Vinyl Chloride | Vinyl Chloride |  | Vinyl chloride | 75014
| 75-01-4 | Water | Vinyl Chloride | 8260D-SIM | [10 empty] | Vinyl Chloride | Vinyl Chloride |  | Vinyl chloride | 75014
| 75-01-4 | Air | Vinyl Chloride | TO-14A | [10 empty] | Vinyl Chloride | Vinyl Chloride |  | Vinyl chloride | 75014
| 75-01-4 | Air | Vinyl Chloride | TO-15 | [10 empty] | Vinyl Chloride | Vinyl Chloride |  | Vinyl chloride | 75014
| 75-01-4 | Air | Vinyl Chloride | TO-15 SIM | [10 empty] | Vinyl Chloride | Vinyl Chloride |  | Vinyl chloride | 75014
| 75-01-4 | Air | Vinyl Chloride | TO-17 | [10 empty] | Vinyl Chloride | Vinyl Chloride |  | Vinyl chloride | 75014
| 108-38-3 | Soil | Xylene, m- | 524.2 | [10 empty] | m-Xylene |  |  |  | 108383
| 108-38-3 | Water | Xylene, m- | 524.2 | [10 empty] | m-Xylene |  |  |  | 108383
| 108-38-3 | Soil | Xylene, m- | 624 | [10 empty] | m-Xylene |  |  |  | 108383
| 108-38-3 | Water | Xylene, m- | 624 | [10 empty] | m-Xylene |  |  |  | 108383
| 108-38-3 | Soil | Xylene, m- | 624.1 | [10 empty] | m-Xylene |  |  |  | 108383
| 108-38-3 | Water | Xylene, m- | 624.1 | [10 empty] | m-Xylene |  |  |  | 108383
| 108-38-3 | Soil | Xylene, m- | 8021B | [10 empty] | m-Xylene |  |  |  | 108383
| 108-38-3 | Water | Xylene, m- | 8021B | [10 empty] | m-Xylene |  |  |  | 108383
| 108-38-3 | Soil | Xylene, m- | 8260C | [10 empty] | m-Xylene |  |  |  | 108383
| 108-38-3 | Water | Xylene, m- | 8260C | [10 empty] | m-Xylene |  |  |  | 108383
| 108-38-3 | Soil | Xylene, m- | 8260D | [10 empty] | m-Xylene |  |  |  | 108383
| 108-38-3 | Water | Xylene, m- | 8260D | [10 empty] | m-Xylene |  |  |  | 108383
| 108-38-3 | Air | Xylene, m- | TO-14A | [10 empty] | m-Xylene |  |  |  | 108383
| 108-38-3 | Air | Xylene, m- | TO-15 | [10 empty] | m-Xylene |  |  |  | 108383
| 108-38-3 | Air | Xylene, m- | TO-15 SIM | [10 empty] | m-Xylene |  |  |  | 108383
| 108-38-3 | Air | Xylene, m- | TO-3 | [10 empty] | m-Xylene |  |  |  | 108383
| 179601-23-1 | Soil | Xylene, m+p- | 524.2 | [10 empty] | m+p-Xylene | m,p-Xylene |  | m+p-xylene | N/A
| 179601-23-1 | Water | Xylene, m+p- | 524.2 | [10 empty] | m+p-Xylene | m,p-Xylene |  | m+p-xylene | N/A
| 179601-23-1 | Soil | Xylene, m+p- | 624 | [10 empty] | m+p-Xylene | m,p-Xylene |  | m+p-xylene | N/A
| 179601-23-1 | Water | Xylene, m+p- | 624 | [10 empty] | m+p-Xylene | m,p-Xylene |  | m+p-xylene | N/A
| 179601-23-1 | Soil | Xylene, m+p- | 624.1 | [10 empty] | m+p-Xylene | m,p-Xylene |  | m+p-xylene | N/A
| 179601-23-1 | Water | Xylene, m+p- | 624.1 | [10 empty] | m+p-Xylene | m,p-Xylene |  | m+p-xylene | N/A
| 179601-23-1 | Soil | Xylene, m+p- | 8021B | [10 empty] | m+p-Xylene | m,p-Xylene |  | m+p-xylene | N/A
| 179601-23-1 | Water | Xylene, m+p- | 8021B | [10 empty] | m+p-Xylene | m,p-Xylene |  | m+p-xylene | N/A
| 179601-23-1 | Soil | Xylene, m+p- | 8260C | [10 empty] | m+p-Xylene | m,p-Xylene |  | m+p-xylene | N/A
| 179601-23-1 | Water | Xylene, m+p- | 8260C | [10 empty] | m+p-Xylene | m,p-Xylene |  | m+p-xylene | N/A
| 179601-23-1 | Soil | Xylene, m+p- | 8260C-SIM | [10 empty] | m+p-Xylene | m,p-Xylene |  | m+p-xylene | N/A
| 179601-23-1 | Water | Xylene, m+p- | 8260C-SIM | [10 empty] | m+p-Xylene | m,p-Xylene |  | m+p-xylene | N/A
| 179601-23-1 | Soil | Xylene, m+p- | 8260D | [10 empty] | m+p-Xylene | m,p-Xylene |  | m+p-xylene | N/A
| 179601-23-1 | Water | Xylene, m+p- | 8260D | [10 empty] | m+p-Xylene | m,p-Xylene |  | m+p-xylene | N/A
| 179601-23-1 | Soil | Xylene, m+p- | 8260D-SIM | [10 empty] | m+p-Xylene | m,p-Xylene |  | m+p-xylene | N/A
| 179601-23-1 | Water | Xylene, m+p- | 8260D-SIM | [10 empty] | m+p-Xylene | m,p-Xylene |  | m+p-xylene | N/A
| 179601-23-1 | Air | Xylene, m+p- | TO-14A | [10 empty] | m+p-Xylene | m,p-Xylene |  | m+p-xylene | N/A
| 179601-23-1 | Air | Xylene, m+p- | TO-15 | [10 empty] | m+p-Xylene | m,p-Xylene |  | m+p-xylene | N/A
| 179601-23-1 | Air | Xylene, m+p- | TO-15 SIM | [10 empty] | m+p-Xylene | m,p-Xylene |  | m+p-xylene | N/A
| 179601-23-1 | Air | Xylene, m+p- | TO-17 | [10 empty] | m+p-Xylene | m,p-Xylene |  | m+p-xylene | N/A
| 95-47-6 | Soil | Xylene, o- | 524.2 | [10 empty] | o-Xylene | o-Xylene |  | o-Xylene | 95476
| 95-47-6 | Water | Xylene, o- | 524.2 | [10 empty] | o-Xylene | o-Xylene |  | o-Xylene | 95476
| 95-47-6 | Soil | Xylene, o- | 624 | [10 empty] | o-Xylene | o-Xylene |  | o-Xylene | 95476
| 95-47-6 | Water | Xylene, o- | 624 | [10 empty] | o-Xylene | o-Xylene |  | o-Xylene | 95476
| 95-47-6 | Soil | Xylene, o- | 624.1 | [10 empty] | o-Xylene | o-Xylene |  | o-Xylene | 95476
| 95-47-6 | Water | Xylene, o- | 624.1 | [10 empty] | o-Xylene | o-Xylene |  | o-Xylene | 95476
| 95-47-6 | Soil | Xylene, o- | 8021B | [10 empty] | o-Xylene | o-Xylene |  | o-Xylene | 95476
| 95-47-6 | Water | Xylene, o- | 8021B | [10 empty] | o-Xylene | o-Xylene |  | o-Xylene | 95476
| 95-47-6 | Soil | Xylene, o- | 8260C | [10 empty] | o-Xylene | o-Xylene |  | o-Xylene | 95476
| 95-47-6 | Water | Xylene, o- | 8260C | [10 empty] | o-Xylene | o-Xylene |  | o-Xylene | 95476
| 95-47-6 | Soil | Xylene, o- | 8260C-SIM | [10 empty] | o-Xylene | o-Xylene |  | o-Xylene | 95476
| 95-47-6 | Water | Xylene, o- | 8260C-SIM | [10 empty] | o-Xylene | o-Xylene |  | o-Xylene | 95476
| 95-47-6 | Soil | Xylene, o- | 8260D | [10 empty] | o-Xylene | o-Xylene |  | o-Xylene | 95476
| 95-47-6 | Water | Xylene, o- | 8260D | [10 empty] | o-Xylene | o-Xylene |  | o-Xylene | 95476
| 95-47-6 | Air | Xylene, o- | TO-14A | [10 empty] | o-Xylene | o-Xylene |  | o-Xylene | 95476
| 95-47-6 | Air | Xylene, o- | TO-15 | [10 empty] | o-Xylene | o-Xylene |  | o-Xylene | 95476
| 95-47-6 | Air | Xylene, o- | TO-15 SIM | [10 empty] | o-Xylene | o-Xylene |  | o-Xylene | 95476
| 95-47-6 | Air | Xylene, o- | TO-17 | [10 empty] | o-Xylene | o-Xylene |  | o-Xylene | 95476
| 95-47-6 | Air | Xylene, o- | TO-3 | [10 empty] | o-Xylene | o-Xylene |  | o-Xylene | 95476
| 106-42-3 | Soil | Xylene, p- | 524.2 | [10 empty] | p-Xylene |  |  |  | 106423
| 106-42-3 | Water | Xylene, p- | 524.2 | [10 empty] | p-Xylene |  |  |  | 106423
| 106-42-3 | Soil | Xylene, p- | 624 | [10 empty] | p-Xylene |  |  |  | 106423
| 106-42-3 | Water | Xylene, p- | 624 | [10 empty] | p-Xylene |  |  |  | 106423
| 106-42-3 | Soil | Xylene, p- | 624.1 | [10 empty] | p-Xylene |  |  |  | 106423
| 106-42-3 | Water | Xylene, p- | 624.1 | [10 empty] | p-Xylene |  |  |  | 106423
| 106-42-3 | Soil | Xylene, p- | 8021B | [10 empty] | p-Xylene |  |  |  | 106423
| 106-42-3 | Water | Xylene, p- | 8021B | [10 empty] | p-Xylene |  |  |  | 106423
| 106-42-3 | Soil | Xylene, p- | 8260C | [10 empty] | p-Xylene |  |  |  | 106423
| 106-42-3 | Water | Xylene, p- | 8260C | [10 empty] | p-Xylene |  |  |  | 106423
| 106-42-3 | Soil | Xylene, p- | 8260D | [10 empty] | p-Xylene |  |  |  | 106423
| 106-42-3 | Water | Xylene, p- | 8260D | [10 empty] | p-Xylene |  |  |  | 106423
| 106-42-3 | Air | Xylene, p- | TO-14A | [10 empty] | p-Xylene |  |  |  | 106423
| 106-42-3 | Air | Xylene, p- | TO-15 | [10 empty] | p-Xylene |  |  |  | 106423
| 106-42-3 | Air | Xylene, p- | TO-15 SIM | [10 empty] | p-Xylene |  |  |  | 106423
| 106-42-3 | Air | Xylene, p- | TO-3 | [10 empty] | p-Xylene |  |  |  | 106423
| 1330-20-7 | Soil | Xylene, Total | 524.2 | [10 empty] | Xylene, Total | Xylene (total) |  | Xylene (total) | 1330207
| 1330-20-7 | Water | Xylene, Total | 524.2 | [10 empty] | Xylene, Total | Xylene (total) |  | Xylene (total) | 1330207
| 1330-20-7 | Water | Xylene, Total | 602 | [10 empty] | Xylene, Total
| 1330-20-7 | Soil | Xylene, Total | 624 | [10 empty] | Xylene, Total | Xylene (total) |  | Xylene (total) | 1330207
| 1330-20-7 | Water | Xylene, Total | 624 | [10 empty] | Xylene, Total | Xylene (total) |  | Xylene (total) | 1330207
| 1330-20-7 | Soil | Xylene, Total | 624.1 | [10 empty] | Xylene, Total | Xylene (total) |  | Xylene (total) | 1330207
| 1330-20-7 | Water | Xylene, Total | 624.1 | [10 empty] | Xylene, Total | Xylene (total) |  | Xylene (total) | 1330207
| 1330-20-7 | Soil | Xylene, Total | 8021B | [10 empty] | Xylene, Total | Xylene (total) |  | Xylene (total) | 1330207
| 1330-20-7 | Water | Xylene, Total | 8021B | [10 empty] | Xylene, Total | Xylene (total) |  | Xylene (total) | 1330207
| 1330-20-7 | Soil | Xylene, Total | 8260C | [10 empty] | Xylene, Total | Xylene (total) |  | Xylene (total) | 1330207
| 1330-20-7 | Water | Xylene, Total | 8260C | [10 empty] | Xylene, Total | Xylene (total) |  | Xylene (total) | 1330207
| 1330-20-7 | Soil | Xylene, Total | 8260D | [10 empty] | Xylene, Total | Xylene (total) |  | Xylene (total) | 1330207
| 1330-20-7 | Water | Xylene, Total | 8260D | [10 empty] | Xylene, Total | Xylene (total) |  | Xylene (total) | 1330207
| 1330-20-7 | Air | Xylene, Total | TO-15 | [10 empty] | Xylene, Total | Xylene (total) |  | Xylene (total) | 1330207
| 1330-20-7 | Air | Xylene, Total | TO-15 SIM | [10 empty] | Xylene, Total | Xylene (total) |  | Xylene (total) | 1330207
| 1330-20-7 | Air | Xylene, Total | TO-3 | [10 empty] | Xylene, Total | Xylene (total) |  | Xylene (total) | 1330207
| 1330-20-7 | Soil | Xylenes, Total | 624 | [10 empty] | Xylenes, Total | Xylene (total) |  | Xylene (total) | 1330207
| 1330-20-7 | Soil | Xylenes, Total | 624.1 | [10 empty] | Xylenes, Total | Xylene (total) |  | Xylene (total) | 1330207
| 7440-66-6 | Soil | Zinc, Total | 200.7 | [10 empty] | Zinc, Total | Zinc | 1190 Zinc | Zinc | 7440666
| 7440-66-6 | Water | Zinc, Total | 200.7 | [10 empty] | Zinc, Total | Zinc | 1190 Zinc | Zinc | 7440666
| 7440-66-6 | Soil | Zinc, Total | 200.8 | [10 empty] | Zinc, Total | Zinc | 1190 Zinc | Zinc | 7440666
| 7440-66-6 | Water | Zinc, Total | 200.8 | [10 empty] | Zinc, Total | Zinc | 1190 Zinc | Zinc | 7440666
| 7440-66-6 | Soil | Zinc, Total | 6010B | [10 empty] | Zinc, Total | Zinc | 1190 Zinc | Zinc | 7440666
| 7440-66-6 | Water | Zinc, Total | 6010B | [10 empty] | Zinc, Total | Zinc | 1190 Zinc | Zinc | 7440666
| 7440-66-6 | Soil | Zinc, Total | 6010C | [10 empty] | Zinc, Total | Zinc | 1190 Zinc | Zinc | 7440666
| 7440-66-6 | Water | Zinc, Total | 6010C | [10 empty] | Zinc, Total | Zinc | 1190 Zinc | Zinc | 7440666
| 7440-66-6 | Soil | Zinc, Total | 6010D | [10 empty] | Zinc, Total | Zinc | 1190 Zinc | Zinc | 7440666
| 7440-66-6 | Water | Zinc, Total | 6010D | [10 empty] | Zinc, Total | Zinc | 1190 Zinc | Zinc | 7440666
| 7440-66-6 | Soil | Zinc, Total | 6020 | [10 empty] | Zinc, Total | Zinc | 1190 Zinc | Zinc | 7440666
| 7440-66-6 | Water | Zinc, Total | 6020 | [10 empty] | Zinc, Total | Zinc | 1190 Zinc | Zinc | 7440666
| 7440-66-6 | Soil | Zinc, Total | 6020A | [10 empty] | Zinc, Total | Zinc | 1190 Zinc | Zinc | 7440666
| 7440-66-6 | Water | Zinc, Total | 6020A | [10 empty] | Zinc, Total | Zinc | 1190 Zinc | Zinc | 7440666
| 7440-66-6 | Soil | Zinc, Total | 6020B | [10 empty] | Zinc, Total | Zinc | 1190 Zinc | Zinc | 7440666
| 7440-66-6 | Water | Zinc, Total | 6020B | [10 empty] | Zinc, Total | Zinc | 1190 Zinc | Zinc | 7440666

## Additional Analytes Requested
Requested? | CAS Number | Matrix | Analyte | Method | Extraction Method(s) | LOQ | LOD | DL | DoD-ELAP Accreditation Body | DoD-ELAP Expiration Date | NELAP Accreditation Body | NELAP Expiration Date | Secondary NELAP Acreditation Bodies | Secondary NELAP Expiration Date
Yes or No |  | Air Soil Water |  |  | List all methods used by method number | Soil (mg/kg) Water (ug/L) Air (ug/m^3) | Soil (mg/kg) Water (ug/L) Air (ug/m^3) | Soil (mg/kg) Water (ug/L) Air (ug/m^3)

## OutOfScope
CAS Number | Analyte | Method(s)
96-12-8 | 1,2-Dibromo-3-chloropropane (DBCP) | Any
| 1,1,1,3,3-Pentachloropropane | Any
| 1,1'-Biphenyl | Any
| 1,1'-Biphenyl (BZ-0)(Biphenyl) | Any
513-88-2 | 1,1-Dichloro-2-propanone | Any
563-58-6 | 1,1-Dichloropropene | Any
| 1,1-dimethylethyl ester (tert-Butyl Formate) | Any
526-73-8 | 1,2,3-Trimethylbenzene | Any
95-94-3 | 1,2,4,5-Tetrachlorobenzene | Any
| 1,2-Dibromo-3-chloropropane (DBCP) | Any
| 1,2-Dinitrobenzene | Any
122-66-7 | 1,2-Diphenylhydrazine | Any
108-70-3 | 1,3,5-Trichlorobenzene | Any
| 1,3-Butadiene | Any
142-28-9 | 1,3-Dichloropropane | Any
| 1,3-Dichorobenzene | Any
| 1,4-Dibromobenzene | Any
130-15-4 | 1,4-Naphthoquinone | Any
| 1,4-Phenylenediamine | Any
| 1-bromo-2-chloroethane | Any
90-13-1 | 1-Chloronaphthalene | Any
134-32-7 | 1-Naphthylamine | Any
| 1-Nitropropane | Any
| 2(3H)-Benzothiazolone | Any
60233-25-2 | 2,2 ,3 ,4,6-Pentachlorobiphenyl (525.2 typo for 2,2 ,3,4 ,6 -Pentachlorobiphenyl) | Any
52663-71-5 | 2,2 ,3,3 ,4,4 ,6-Heptachlorobiphenyl (BZ 171) | Any
40186-71-8 | 2,2 ,3,3 ,4,5 ,6,6 -Octachlorobiphenyl (BZ 201) | Any
60145-22-4 | 2,2 ,4,4 ,5,6 -Hexachlorobiphenyl (BZ 154) | Any
2437-79-8 | 2,2 ,4,4 -Tetrachlorobiphenyl (BZ 47) | Any
540-84-1 | 2,2,4-trimethylpentane | Any
594-20-7 | 2,2-Dichloropropane | Any
108-60-1 | 2,2'-Oxybis(1-chloropropane) | Any
108-60-1 | 2,2'-oxybis[1-chloropropane] | Any
58-90-2 | 2,3,4,6-Tetrachlorophenol | Any
608-27-5 | 2,3-Dichloroaniline | Any
16605-91-7 | 2,3-Dichlorobiphenyl (BZ 5) | Any
| 2,3-Dichlorophenol | Any
16606-02-3 | 2,4 ,5-Trichlorobiphenyl (BZ 31) | Any
| 2,4,6-Tribromophenol | Any
| 2,4-Dibromophenol | Any
| 2,4-Dichlorophenol | Any
| 2,5-Dichlorophenol | Any
| 2,6-Dibromophenol | Any
87-65-0 | 2,6-Dichlorophenol | Any
53-96-3 | 2-Acetylaminofluorene | Any
| 2-butanol (sec-butanol) | Any
126-99-8 | 2-Chloro-1,3-butadiene | Any
| 2-Chloroaniline | Any
2051-60-7 | 2-Chlorobiphenyl (BZ 1) | Any
110-75-8 | 2-Chloroethyl vinyl ether | Any
95-49-8 | 2-chlorotoluene | Any
321-60-8 | 2-Fluorobiphenyl | Any
367-12-4 | 2-Fluorophenol | Any
| 2-methyl-2-butanol (tert-Amyl alcohol) | Any
| 2-Methyl-4,6-dinitrophenol (4,6-Dinitro-2-methylphenol) | Any
534-52-1 | 2-Methyl-4,6-dinitrophenol | Any
| 2-Methylaniline (o-Toluidine) | Any
78-78-4 | 2-Methylbutane (Isopentane) | Any
91-59-8 | 2-Naphthylamine | Any
88-74-4 | 2-Nitroaniline | Any
88-75-5 | 2-Nitrophenol | Any
79-46-9 | 2-Nitropropane | Any
107-87-9 | 2-Pentanone | Any
| 2-Picoline (2-Methylpyridine) | Any
109-06-8 | 2-Picoline (2-Methylpyridine) | Any
95-53-4 | 2-Toluidine (N-Nitro-o-toluidine, o-Toluidine) | Any
119-93-7 | 3,3 -Dimethylbenzidine | Any
| 3,3-dimethyl-1-butanol | Any
| 3,3'-Dimethylbenzidine | Any
| 3,4-Dichlorophenol | Any
51-36-5 | 3,5-Dichlorobenzoic acid | Any
618-87-1 | 3,5-Dinitroaniline | Any
| 3-Bromophenol | Any
| 3-Bromotoluene | Any
107-05-1 | 3-Chloro-1-propene | Any
| 3-Chlorophenol | Any
56-49-5 | 3-Methylcholanthrene | Any
99-09-1 | 3-Nitroaniline | Any
92-67-1 | 4-Aminobiphenyl | Any
101-55-3 | 4-Bromophenyl phenyl ether | Any
59-50-7 | 4-Chloro-3-methylphenol | Any
7005-72-3 | 4-Chlorophenyl phenyl ether | Any
| 4-Chlorophenyl phenylether | Any
106-43-4 | 4-Chlorotoluene | Any
| 4-Dimethyl aminoazobenzene | Any
60-11-7 | 4-Dimethyl aminoazobenzene | Any
622-96-8 | 4-Ethyltoluene | Any
99-87-6 | 4-Isopropyltoluene | Any
| 4-Isopropyltoluene (p-Cymene) | Any
100-01-6 | 4-Nitroaniline | Any
100-02-7 | 4-Nitrophenol | Any
| 4-Nitroquinoline 1-oxide | Any
56-57-5 | 4-Nitroquinoline 1-oxide | Any
3697-24-3 | 5-Methylchrysene | Any
602-87-9 | 5-Nitroacenaphthene | Any
| 5-Nitro-o-toluidine | Any
99-55-8 | 5-Nitro-o-toluidine | Any
7496-02-8 | 6-Nitrochrysene | Any
57-97-6 | 7,12-Dimethylbenz(a) anthracene | Any
| 7,12-Dimethylbenz(a)anthracene | Any
194-59-2 | 7H-Dibenzo(c,g)carbazole | Any
| a-a-Dimethylphenethylamine | Any
| Acetaldehyde | Any
64-19-7 | Acetate | Any
64-19-7 | Acetic Acid | Any
34256-82-1 | Acetochlor | Any
75-05-8 | Acetonitrile | Any
98-86-2 | Acetophenone | Any
74-86-2 | Acetylene | Any
50594-66-6 | Acifluorfen | Any
107-02-8 | Acrolein | Any
| Acrolein (Propenal) | Any
107-13-1 | Acrylonitrile | Any
| Acryonitrile | Any
15972-60-8 | Alachlor | Any
- | Alkalinity | Any
| Ally chloride (3-Chloropene) | Any
| Allyl alcohol | Any
| Allyl chloride (3-Chloropropene) | Any
122-09-8 | alpha,alpha-Dimethyl phenethylamine | Any
| alpha-Methylstyrene | Any
98-55-5 | Alpha-Terpineol | Any
7429-90-5 | Aluminum | Any
7664-41-7 | Ammonia as N | Any
62-53-3 | Aniline | Any
91-58-7 | Any | Any
| Aramite | Any
140-57-8 | Aramite | Any
| Atrazine | Any
1912-24-9 | Atrazine | Any
103-33-3 | Azobenzene | Any
25057-89-0 | Bentazon | Any
| Benzenethiol | Any
92-87-5 | Benzidine | Any
192-97-2 | Benzo(e)pyrene | Any
65-85-0 | Benzoic Acid | Any
| Benzothiazole | Any
100-51-6 | Benzyl Alcohol | Any
100-44-7 | Benzyl Chloride | Any
| Biphenyl (1,1'-Biphenyl) | Any
92-52-4 | Biphenyl | Any
111-91-1 | bis(2-Chloroethoxy)methane | Any
| bis(2-Chloroethy)ether | Any
| Bis(2-Chloroisopropyl)ether (2,2-oxybis(1-chloropropane)) | Any
7440-69-9 | Bismuth | Any
7440-42-8 | Boron | Any
| Bromide | Any
79-08-3 | Bromoacetic acid | Any
5589-96-8 | Bromochloroacetic acid | Any
74-97-5 | Bromochloromethane | Any
23184-66-9 | Butachlor | Any
107-92-6 | Butyrate | Any
7440-70-2 | Calcium | Any
| Calcium | Any
| Calcium Hardness as CaCO3 | Any
105-60-2 | Caprolactam | Any
86-74-8 | Carbazole | Any
124-38-9 | Carbon Dioxide | Any
| Cerium | Any
| Cerium | Any
| Chemical Oxygen Demand | Any
| Chloride | Any
79-11-8 | Chloroacetic acid | Any
107-14-2 | Chloroacetonitrile | Any
510-15-6 | Chlorobenzilate | Any
75-45-6 | Chlorodifluoromethane (Freon-22) | Any
126-99-8 | Chloroprene | Any
| Chloroprene (2-Chloro-1,3-butadiene) | Any
| cis & trans-1,3-Dichloropropylene | Any
| cis&trans-1,2-Dichloroethene | Any
1476-11-5 | cis-1,4-Dichloro-2-butene | Any
7440-48-4 | Cobalt | Any
| Cobolt | Any
| Conductivity | Any
1861-21-1 | Dacthal | Any
| Dacthal (DCPA) | Any
75-99-0 | Dalapon | Any
2051-24-3 | Decachlorobiphenyl (BZ 209) | Any
70147-21-6 | Di(2-ethylhexyl)adipate | Any
2303-16-4 | Diallate | Any
333-41-5 | Diazinon | Any
226-36-8 | Dibenz(a,h)acridine | Any
224-42-0 | Dibenz(a,j)acridine | Any
192-65-4 | Dibenzo(a,e)pyrene | Any
189-64-0 | Dibenzo(a,h)pyrene | Any
189-55-9 | Dibenzo(a,i)pyrene | Any
191-30-0 | Dibenzo(a,l)pyrene | Any
631-64-1 | Dibromoacetic acid | Any
| Dibromofluoromethane | Any
1918-00-9 | Dicamba | Any
79-43-6 | Dichloroacetic acid | Any
75-43-4 | Dichlorofluoromethane (Freon 21) | Any
120-36-5 | Dichloroprop | Any
76-14-2 | Dichlorotetrafluoroethane | Any
120-36-5 | Dichlorprop | Any
77-73-6 | Dicyclopentadiene | Any
| Diesel Range Organics (DRO) | Any
| Diethyl ether | Any
60-29-7 | Diethyl ether (Ethyl ether) | Any
108-20-3 | Diisopropyl ether | Any
| Di-isopropylether (DIPE) (Isopropyl ether) | Any
60-51-5 | Dimethoate | Any
88-85-7 | Dinoseb | Any
| Dinoseb (2-sec-butyl-4,6-dinitrophenol, DNBP) | Any
| Diphenyl ether (Diphenyl Oxide) | Any
- | Dissolved Organic Carbon | Any
298-04-4 | Disulfoton | Any
| Divinylbenzene (vinylstyrene) | Any
80251-29-2 | DNX | Any
1031-07-8 | Endosulfan Sulfate | Any
145-73-3 | Endothall | Any
7421-93-4 | Endrin Aldehyde | Any
53494-70-5 | Endrin Ketone | Any
| Epichlorohydrin (1-Chloro-2,3-epoxypropane) | Any
74-84-0 | Ethane | Any
64-17-5 | Ethanol | Any
74-85-1 | Ethene | Any
141-78-6 | Ethyl acetate | Any
97-63-2 | Ethyl methacrylate | Any
62-50-0 | Ethyl methanesulfonate | Any
56-38-2 | Ethyl Parathion | Any
111-76-2 | Ethylene Glycol Butyl Ether (EGBE) | Any
| Ethyl-t-butyl ether (ETBE) (2-Ethoxy-2-methylpropane) | Any
637-92-3 | Ethyl-tert-butyl ether | Any
52-85-7 | Famphur | Any
| Fluoride | Any
| Formaldehyde | Any
7439-89-6 | Gallium | Any
| Gasoline Range Organics (GRO) | Any
70-30-4 | Hexachlorophene | Any
1888-71-7 | Hexachloropropene | Any
| Hydroquinone | Any
| Ignitability | Any
| Indene | Any
74-88-4 | Iodomethane | Any
| Iodomethane (Methyl iodide) | Any
7439-86-6 | Iron | Any
78-83-1 | Isobutanol | Any
| Isobutyl alcohol (2-Methyl-1-propanol) | Any
| Isodrin | Any
465-73-6 | Isodrin | Any
108-21-4 | Isopropyl acetate | Any
| Isopropyl Ether | Any
120-58-1 | Isosafrole | Any
50-21-5 | Lactate | Any
| Lanthanum | Any
7439-92-1 | Lead | Any
7439-93-2 | Lithium | Any
| m+p chlorophenols | Any
7439-95-4 | Magnesium | Any
| Malathion | Any
94-74-6 | MCPA | Any
93-65-2 | MCPP | Any
| Mesityl oxide | Any
126-98-7 | Methacrylonitrile | Any
74-82-8 | Methane | Any
91-80-5 | Methapyrilene | Any
79-20-9 | Methyl acetate | Any
| Methyl acrylate | Any
96-33-3 | Methyl acrylate | Any
| Methyl chrysene | Any
80-62-6 | Methyl methacrylate | Any
66-27-3 | Methyl methanesulfonate | Any
298-00-0 | Methyl parathion | Any
| Methyl parathion (Parathion, methyl) | Any
108-87-2 | Methylcyclohexane | Any
51218-45-2 | Metolachlor | Any
21087-64-9 | Metribuzin | Any
2385-85-5 | Mirex | Any
5755-27-1 | MNX | Any
7439-98-7 | Molybdenum | Any
106-97-8 | n-Butane | Any
124-18-5 | n-Decane | Any
142-82-5 | n-Heptane | Any
| n-Hexane | Any
| Nitrate as N | Any
| Nitrite as N | Any
55-18-5 | N-Nitrosodiethylamine | Any
| n-Nitrosodiethylmine | Any
924-16-3 | N-Nitrosodi-n-butylamine | Any
| n-Nitroso-di-n-butylamine | Any
62-75-9 | N-Nitrosomethylethylamine | Any
| n-Nitrosomorpholine | Any
59-89-2 | n-Nitrosomorpholine | Any
100-75-4 | N-Nitrosopiperidine | Any
930-55-2 | N-Nitrosopyrrolidine | Any
593-45-3 | n-Octadecane | Any
| non-Polar Extractable Material (TPH) | Any
27314-13-2 | Norflurazon | Any
| o,o,o-Triethyl phosphorothioate | Any
126-68-1 | o,o,o-Triethyl phosphorothioate | Any
| Oil & Grease | Any
| Oil-Range Organics (ORO) | Any
7440-05-3 | Palladium | Any
| Parathio, ethyl | Any
1336-36-3 | PCBs | Any
608-93-5 | Pentachlorobenzene | Any
| Pentachloroethane | Any
76-01-7 | Pentachloroethane | Any
82-68-8 | Pentachloronitrobenzene | Any
78-11-5 | Pentaerythritol tetranitrate (PETN) | Any
109-66-0 | pentane | Any
198-55-0 | Perylene | Any
12408-02-5 | pH | Any
62-44-2 | Phenacetin | Any
298-02-2 | Phorate | Any
7723-14-0 | Phosphorus | Any
14265-44-2 | Phosphorus, Dissolved Orthophosphate (As P) | Any
88-89-1 | Picric Acid | Any
7440-06-4 | Platinum | Any
7440-09-7 | Potassium | Any
160-50-3 | p-Phenylene diamine | Any
| p-Phenylenediamine | Any
23950-58-5 | Pronamide | Any
| Pronamide (Kerb) | Any
1918-16-7 | Propachlor (Ramrod) | Any
74-98-6 | Propane | Any
79-09-4 | Propionate | Any
107-12-0 | Propionitrile | Any
| Propionitrile (Ethyl cyanide) | Any
115-07-1 | Propylene | Any
57-55-6 | Propylene glycol | Any
110-86-1 | Pyridine | Any
127-17-3 | Pyruvate | Any
91-22-5 | Quinoline | Any
| Residue-volatile | Any
7440-18-8 | Rhodium | Any
7440-20-2 | Ruthenium | Any
94-59-7 | Safrole | Any
7782-49-2 | Scandium | Any
| sec-Butylether | Any
14808-60-7 | Silica | Any
| Silica as SiO2 | Any
7440-21-3 | Silicon | Any
| Silicon | Any
122-34-9 | Simazine | Any
7440-23-5 | Sodium | Any
| Sulfate | Any
18496-25-8 | Sulfide | Any
| Sulfotepp | Any
| T-amylmethylether (TAME) | Any
994-05-8 | tert-Amyl methyl ether | Any
75-65-0 | tert-butyl alcohol | Any
109-99-9 | tetrahydrofuran | Any
| Tetrahydrofuran (THF) | Any
| Tetrahydrothiophene | Any
297-97-2 | Thionazin | Any
| Thionazin (Zinophos) | Any
108-98-5 | Thiophenol (Benzenethiol) | Any
7440-29-1 | Thorium | Any
7440-31-5 | Tin | Any
7440-32-6 | Titanium | Any
13980-04-6 | TNX | Any
| total 1,3-dichloropropene | Any
| Total Hardness as CaCO3 | Any
| Total Petroleum Hydrocarbons (TPH) | Any
| Total Phenolics | Any
| Total Tetrachlorobenzenes | Any
110-57-6 | trans-1,4-Dichloro-2-butene | Any
39765-80-5 | trans-Nonachlor | Any
2303-17-5 | Triallate | Any
76-03-9 | Trichloroacetic acid | Any
1582-09-8 | Trifluralin (Treflan) | Any
| Turbidity | Any
7440-61-1 | Uranium | Any
1929-77-7 | Vernolate | Any
593-60-2 | Vinyl Bromide | Any
| Volatile suspended soilds | Any